## Sheet1
MARKET SECTOR | LIQUID BEING PUMPED | Customer Name | NUMBER | Pump Range & Style | Frame Size | QTY | FLOW (L/min) | RPM | ROTATION | TEMPERATURE | SG | VISCOSITY | ABRASIVES | SUCTION | DISCHARGE(1) | PUMP DESCRIPTION
FIRE | FOAM CONCENTRATE | Confidential | M12/922 | OEM | AP115 | 2 | 400 | 1800 | TD/CW. OPTION 2. DRG |  |  |  | NIL |  |  | AP11.5 RELIEF VALVE EXT BRG BARESHAFT PUMP
FIRE | FOAM CONCENTRATE | Confidential | M13/061 | GE | AP070 | 2 | 90 | 1420 | TOP DRIVE / CLOCKWISE |  |  | 12-15 CST | NIL |  | TRANSFER DUTY - ASSUMED 30 TO 40 PSI | AP7 RELIEF VALVE PUMP D/C TO ED100L MOTOR MTD ON PLATE
FIRE | FOAM CONCENTRATE | Confidential | M13/186 | GE | AP090 | 2 | 200 | 1500 | TOP DRIVE/CLOCKWISE |  |  | ASSUMED 14 CST | NIL | ASSUMED FLOODED | 190 PSI G | AP9 EXTENDED BEARING PUMP
FIRE | FOAM CONCENTRATE | Confidential | M13/309 | OEM | AP130 | 2 | 750 | 1600 | TOP DRIVE/ACW. OPTION 1. DRG 24307 |  |  | 100 CST | NIL |  | 20 BAR | AP13 RELIEF VALVE EXTENDED BEARING PUMP
FIRE | FOAM CONCENTRATE | Confidential | M13/310 | OEM | AP120 | 21 | 800 | 1950 | TOP DRIVE / ACW OPTION 1 DRG 24307 | AMBIENT |  | 10-15 C/S | NIL | FLOODED | 18 BAR | AP12 RELIEF VALVE SPECIAL PUMP
FIRE | 3% FOAM | Confidential | M13/322 | GE | AP040 | 1 | 17 |  | TOP DRIVE / CLOCKWISE |  | 1 18 | 45 CENTIPOISE | NIL | ASSUMED FLOODED | 12 BAR | AP4 RELIEF VALVE EXTENDED BEARING PUMP
FIRE | AFFF - FOAM CONCENTRATE | Confidential | M13/328 | GE | AP110 | 1 | 233.21 | 1250 | TOP DRIVE / CLOCKWISE |  |  |  | NIL |  | 16 BAR | AP11 RELIEF VALVE EXT BRG M/SEAL PUMP
FIRE | FOAM CONCENTRATE | Confidential | M13/335 | GE | HD100 | 1 | 960 | 960 |  |  |  | ASSUMED 14 CST | NIL | ASSUMED FLOODED | 11 BAR | HD10 RV EXT BRG PUMP D/C DA250S MTR MTD ON BEDPLATE
FIRE | FOAM CONCENTRATE | Confidential | M13/341 | GE | AP090 | 1 | 200 |  |  |  |  | ASSUMED 12-14 C/S | NIL |  | 12 BAR | AP9 RELIEF VALVE EXTENDED BEARING PUMP B/S
FIRE | FOAM CONCENTRATE | Confidential | M13/357 | GE | AP110 | 2 | 320 | 1420 | TOP DRIVE / CLOCKWISE |  |  | ASSUMED 12-14 CST | NIL |  | 16 BAR | AP11 RELIEF VALVE EXTENDED BEARING PUMP
FIRE | 1% AFF FOAM | Confidential | M13/374 | GE | AP040 | 1 | 18 | 1100 | BOTTOM DRIVE CLOCK WISE |  |  | 10-15 C/S AT 25°C | NIL |  | 8 BAR | AP4 EXTENDED BEARING PUMP
FIRE | FOAM CONCENTRATE | Confidential | M13/391 | OEM | AP100 | 1 | 320 | 1800 | TOP DRIVE/ACW OPTION 1 DRG 24307 |  |  |  | NIL |  | RELIEF VALVE SET AT 20 BAR | AP10 RELIEF VALVE EXTENDED BEARING PUMP
FIRE | FOAM CONCENTRATE | Confidential | M13/411 | GE | AP040 | 1 | 30 | 1750 | TD/CW - OPTION 'A' - DRG 29817 |  |  |  | NIL |  | 12 BAR | AP4 EXT BRG PUMP D/C TO 400P PELTON WHEEL
FIRE | FOAM CONCENTRATE | Confidential | M13/412 | GE | HD080 | 1 | 831 | 975 | TOP DRIVE / ANTI-CLOCKWISE |  |  | ASSUMED 20 C/S | NIL | FLOODED | 16 BARG | HD8 RV EXT BRG PUMP D/C MTR MTD ON BEDPLATE
FIRE | FOAM CONCENTRATE | Confidential | M13/418 | OEM | AP080 | 2 | 160 | 2400 | TOP DRIVE / CLOCKWISE |  |  |  | NIL |  | 2 BAR | AP8 RELIEF VALVE FLG MTD PUMP
FIRE | FOAM CONCENTRATE | Confidential | M13/440 | GE | AP110 | 2 | 300 | 1420 | SEE BELOW |  |  |  | NIL |  | 12 BAR G | AP11 RV EXT BRG PUMP D/C WD160L MTR MTD ON BEDPLATE
FIRE | FOAM CONCENTRATE | Confidential | M13/442 | GE | AP130 | 1 | 750 | 1450 | TOP DRIVE / ANTI-CLOCKWISE |  |  | 100 CST | NIL | FLOODED | 17.8 BAR | AP13 RELIEF VALVE EXTENDED BEARING PUMP
FIRE | FOAM CONCENTRATE | Confidential | M13/507 | GE | AP070 | 2 | 100 | 1600 | TOP DRIVE / CLOCKWISE |  |  | 3 CST | NIL |  | 12 BAR | AP7 RELIEF VALVE EXTENDED BEARING PUMP
FIRE | 3% FOAM | Confidential | M13/509 | GE | AP070 | 1 | 75 | 1420 | TOP DRIVE / ANTI-CLOCKWISE | AMBIENT | 1 18 | 7 CST | NIL |  | 16 BAR G | AP7 RELIEF VALVE EXTENDED BEARING PUMP
FIRE | FOAM LIQUID | Confidential | M13/530 | OEM | AP080 | 7 | 0 | 2100-2150 | BOT DRIVE / CLOCKWISE OPTION 3 DRG 24307 | AMBIENT |  | 10 TO 15 CST | NIL | ASSUME 1 TO 1 5 METRE LIFT | 3 BAR | AP8 BARESHAFT PUMP
FIRE | FOAM 6% | Confidential | M13/538 | GE | AP080 | 1 | 144 | 1420 | TOP DRIVE / CLOCKWISE |  |  | 12 TO 15 CST | NIL |  | 12.5 BAR | AP8 RV EXT BRG PUMP D/C TO D132M MTR MTD ON BEDPLATE
FIRE | FOAM 6% | Confidential | M13/539 | GE | AP080 | 1 | 144 | 1420 | TOP DRIVE / CLOCKWISE |  |  | 12 TO 15 CST | NIL |  | 12.5 BAR | AP8 RV EXT BRG PUMP D/C TO D132M MTR MTD ON BEDPLATE
FIRE | FOAM LIQUID | Confidential | M13/541 | GE | AP050 | 2 | 32 | 1720 |  |  | 1 1 | 16 TO 20 CST | NIL |  | 15 BAR G | AP5 RV EXT BRG PUMP D/C MTR MTD ON B/PLATE + SPARES
FIRE | THIXOTROPIC FOAM | Confidential | M13/554 | GE | AP100 | 1 | 300 | 1765 | TOP DRIVE / CLOCKWISE | AMBIENT |  | SHEAR THIN TO APPROX 10 C/S IN PUMP | NIL |  | 15 BAR | AP10 RELIEF VALVE EXTENDED BEARING PUMP
FIRE | FOAM CONCENTRATE | Confidential | M13/558 | GE | AP130 | 2 | 500 | 960 | TOP DRIVE / CLOCKWISE |  |  | ASSUMED 14 CST | NIL | ASSUMED FLOODED | 20 BAR | AP13 RELIEF VALVE EXTENDED BEARING PUMP
FIRE | FOAM AFFF | Confidential | M13/566 | GE | AP050 | 2 | 25 | 1080 | TOP DRIVE / ANTI-CLOCKWISE |  | 1 07 | 67 CST AT 8°C 29 CST AT 20°C | NIL | FLOODED | 5 TO 15 BAR (16 BAR MAX) | AP5 EXTENDED BEARING PUMP B/S
FIRE | FOAM CONCENTRATE | Confidential | M13/590 | GE | AP070 | 1 | 116.67 | 1800 |  | AMBIENT | 1 2 | 30 CST | NIL | SHORT LIFT FROM 200L DRUM | 9.4 METRES | AP7 RV PUMP D/C HONDA GX160 ENGINE MTD ON BEDPLATE
FIRE | FOAM CONCENTRATE | Confidential | M13/591 | GE | AP070 | 1 | 66 | 1420 |  |  | 1 09 | ASSUMED 14 CST | NIL | ASSUMED FLOODED | 10.5 BAR | AP7 RV EB PUMP D/C WD100L MTD ON BEDPLATE
FIRE | FOAM CONCENTRATE | Confidential | M13/595 | OEM | AP120 | 8 | 0 | 1500 | TOP DRIVE / ACW OPTION 1 DRG 24307 | AMBIENT |  | 10-15 C/S | NIL | FLOODED | 18 BAR | AP12 RELIEF VALVE SPECIAL PUMP
FIRE | FOAM CONCENTRATE | Confidential | M13/625 | GE | AP115 | 1 | 500.06 | 1720 |  |  |  | ASSUMED 12-14 C/S | NIL |  | 175 PSI | AP11.5 RELIEF VALVE EXT BRG BARESHAFT PUMP
FIRE | FOAM AFFF CONCENTRATE | Confidential | M13/629 | GE | AP070 | 1 | 105 | 1600 . | TOP DRIVE / ACW OPTION 'D' DRG 29817 |  | 1 17 | 2900 CPS AT REST | NIL | FLOODED | 6.13 BAR G | AP7 EXT BRG PUMP D/C TO 700P PELTON WHEEL
FIRE | 3% FOAM | Confidential | M13/630 | GE | AP120 | 1 | 568 | 1400 | TOP DRIVE / ANTI-CLOCKWISE |  | 1 011 | 12-14 C/S | NIL |  | 12 BAR | AP12 RELIEF VALVE EXTENDED BEARING PUMP
FIRE | FOAM CONCENTRATE | Confidential | M13/668 | GE | AP040 | 2 | 9 | 2000 | BOTTOM DRIVE / ANTI-CLOCKWISE |  |  |  | NIL |  | 7 BAR G | AP4-900 SPEC FLG MTD PUMP B/S
FIRE | FOAM CONCENTRATE | Confidential | M13/700 | GE | AP060 | 2 | 47 | 1100 | BOT DRIVE / ACW OPTION 4 DRG 24307 |  |  | ASSUMED 12-14 C/S | NIL |  | 9 BAR G | AP6 EXTENDED BEARING PUMP
FIRE | FOAM CONCENTRATE | Confidential | M13/701 | GE | AP090 | 1 | 217 | 1600 | TOP DRIVE/ACW OPTION 1 DRG 24307 |  |  | ASSUMED 12-14 C/S | NIL |  | 9 BAR | AP9 EXTENDED BEARING PUMP
FIRE | FOAM CONCENTRATE | Confidential | M13/703 | GE | AP090 | 2 | 234 |  | TOP DRIVE / CLOCKWISE |  |  |  | NIL |  | 9 BAR G | AP9 EXTENDED BEARING PUMP
FIRE | FOAM CONCENTRATE | Confidential | M13/709 | OEM | AP130 | 1 | 680 | 1500 | BOT DRIVE/ACW. OPTION 4. DRG 24307 |  |  | 850 CST AT 20°C | NIL |  | 17 BAR | AP13 RELIEF VALVE EXTENDED BEARING PUMP
FIRE | FOAM COMPOUNDS | Confidential | M13/722 | GE | AP115 | 2 | 568.25 | 1800 |  |  |  | ASSUMED APPROX 14 CST THROUGH PUMP | NIL | NOT SPECIFIED ASSUMED UP TO 3 MTRS LIFT | 10 BAR | AP11.5 RELIEF VALVE PUMP D/C TO LISTER TR3.
FIRE | FOAM CONCENTRATE | Confidential | M13/741 | GE | AP060 | 1 | 81 | 1850 | BOTTOM DRIVE ANTI CLOCKWISE |  |  |  | NIL |  | 12 BAR | AP6 EXTENDED BEARING PUMP
FIRE | FP70 FLOUROPTEIN FOAM CONCENTRATE | Confidential | M13/742 | GE | AP100 | 1 | 240 | 1420 | TOP DRIVE / CLOCKWISE SEE SKETCH |  |  | ASSUMED 14 CST | NIL |  | 16 BARG | AP10 RV EXT BRG PUMP D/C ADF160M MTD ON BEDPLATE
FIRE | FOAM CONCENTRATE | Confidential | M13/748 | GE | AP090 | 1 | 246 | 1700 | TOPDRIVE CLOCKWISE |  |  | ASSUMED 12 TO 14 CST | NIL |  | 12 BAR | AP9 RV EXT BRG PUMP D/C TO 950P PELTON WHEEL
FIRE | AFFF - FOAM CONCENTRATE | Confidential | M13/773 | GE | AP090 | 2 | 200 | 1500 | TOP DRIVE/CLOCKWISE OPTION 'A' DRG 29817 |  |  | ASSUMED 14 CST | NIL | ASSUMED FLOODED | 12 BAR G | AP9 EXT BRG PUMP D/C TO 700P PELTON WHEEL
FIRE | FOAM CONCENTRATE | Confidential | M13/779 | GE | AP040 | 1 | 15 | 960 |  |  |  |  | NIL |  | 1 BAR | AP4 RELIEF VALVE PUMP
FIRE | AFFF - FOAM CONCENTRATE | Confidential | M13/793 | GE | AP070 | 1 | 60 | 1440 | TOP DRIVE / CLOCKWISE |  |  | ASSUMED 12 CST | NIL | ASSUMED FLOODED | 12 BAR G | AP7 RV EXT BRG PUMP D/C ADF132S MTR MTD ON B/PLATE
FIRE | AFFF - FOAM CONCENTRATE | Confidential | M13/794 | GE | AP060 | 1 | 60 | 1500 | TOP DRIVE/CLOCKWISE OPTION 'A' DRG 29817 |  |  | ASSUMED 12 CST | NIL | ASSUMED FLOODED | 12 BAR G | AP6 RV EXT BRG PUMP D/C 700P PELTON WHEEL
FIRE | AFFF - FOAM CONCENTRATE | Confidential | M13/795 | GE | AP070 | 1 | 72 | 1440 | TOP DRIVE / CLOCKWISE |  |  | ASSUMED 12 CST | NIL | ASSUMED FLOODED | 12 BAR G | AP7 RV EXT BRG PUMP D/C ADF132S MTD ON B/PLATE
FIRE | AFFF - FOAM CONCENTRATE | Confidential | M13/796 | GE | AP070 | 1 | 72 | 1400 | TOP DRIVE/CLOCKWISE OPTION 'A' DRG 29817 |  |  | ASSUMED 12 CST | NIL | ASSUMED FLOODED | 12 BAR G | AP7RV EXT BRG PUMP D/C TO 700P PELTON WHEEL
FIRE | FOAM CONCENTRATE | Confidential | M13/797 | GE | AP080 | 1 | 120 | 1440 | TOP DRIVE / CLOCKWISE |  |  | ASSUMED 12 CST | NIL | ASSUMED FLOODED | 12 BARG | AP8 RV EXT BRG PUMP D/C AENV180L MTR MTD ON B/PLATE
FIRE | AFFF - FOAM CONCENTRATE | Confidential | M13/798 | GE | AP080 | 1 | 120 | 1400 | TOP DRIVE/CLOCKWISE OPTION 'A' DRG 29817 |  |  | ASSUMED 12 CST | NIL | ASSUMED FLOODED | 12 BAR G | AP8 RV EXT BRG PUMP D/C 700P PELTON WHEEL
FIRE | AFFF - FOAM CONCENTRATE | Confidential | M13/799 | GE | AP080 | 1 | 99 | 1440 | TOP DRIVE / CLOCKWISE |  |  | ASSUMED 12 CST | NIL | ASSUMED FLOODED | 12 BAR G | AP8 RV EXT BRG PUMP D/C ADF132M MTR MTD ON B/PLATE
FIRE | AFFF - FOAM CONCENTRATE | Confidential | M13/800 | GE | AP070 | 1 | 99 | 1600 | TOP DRIVE/CLOCKWISE OPTION 'A' DRG 29817 |  |  | ASSUMED 12 CST | NIL | ASSUMED FLOODED | 12 BAR G | AP7RV EXT BRG PUMP D/C TO 700P PELTON WHEEL
FIRE | AFFF - FOAM CONCENTRATE | Confidential | M13/801 | GE | AP040 | 2 | 12.6 | 1400 | TOP DRIVE / CLOCKWISE |  |  | ASSUMED 12 CST | NIL | ASSUMED FLOODED | 12 BAR G | AP4 RV EXT BRG PUMP D/C AD90L MTR MTD ON B/PLATE
FIRE | AFFF - FOAM CONCENTRATE | Confidential | M13/802 | GE | AP040 | 2 | 12.6 | 1400 | TOP DRIVE/CLOCKWISE OPTION 'A' DRG 29817 |  |  | ASSUMED 12 CST | NIL | ASSUMED FLOODED | 12 BAR G | AP4 RV EXT BRG PUMP D/C 400P PELTON WHEEL
FIRE | FOAM CONCENTRATE | Confidential | M13/806 | GE | AP110 | 1 | 324 | 1600 | TOPDRIVE CLOCKWISE OPTION 2 DRG 24307 |  |  | 12 TO 15 CST | NIL |  | 14.5 BAR G | AP11 EXTENDED BEARING PUMP
FIRE | FOAM CONCENTRATE | Confidential | M13/812 | GE | AP080 | 2 | 145.2 | 1600 | BOTTOM DRIVE / CLOCKWISE | AMBIENT | 1 15 | 7 CST | NIL | FLOODED | 15 BAR | AP8 RV EXTENDED BEARING M/SEAL PUMP
FIRE | FOAM CONCENTRATE | Confidential | M13/827 | GE | AP110 | 2 | 275 | 1420 | TOP DRIVE / CLOCKWISE |  |  | 3 CST | NIL | FLOODED | 12.3 BAR | AP11 RV EXT BRG PUMP D/C WD160L MTR MTD ON BEDPLATE
FIRE | THIXOTROPIC FOAM | Confidential | M13/834 | GE | AP060 | 2 | 60 | 1420 | TOP DRIVE / CLOCKWISE |  |  | 12 TO 14 CST | NIL |  | 2 BAR | AP6 PUMP
FIRE | FOAM COMPOUND 3% FLUOROPROTEIN | Confidential | M13/844 | GE | AP060 | 1 | 57 | 1300 | TOP DRIVE/CLOCKWISE OPTION 'A' DRG 29817 |  |  | ASSUMED 14 CST | NIL | ASSUMED FLOODED | 10.6 BAR | AP6 RV EXT BRG PUMP D/C 700P PELTON WHEEL
FIRE | FOAM CONCENTRATE | Confidential | M13/853 | GE | AP050 | 3 | 25 | 1080 | TOP DRIVE / ANTI-CLOCKWISE |  |  | 67 CST AT 8°C, 29 CST AT 20°C | NIL | FLOODED | 5-15 BAR (16 BAR MAX) | AP5 EXTENDED BEARING BARESHAFT PUMP
FIRE | FOAM CONCENTRATE | Confidential | M13/906 | GE | AP090 | 1 | 205 | 1500 | TD/CW - OPTION 'A' - DRG 29817 |  |  |  | NIL |  | 14 BAR G | AP9 EXT BRG PUMP D/C TO 700P PELTON WHEEL
FIRE | FOAM CONCENTRATE | Confidential | M13/914 | OEM | AP115 | 1 | 500 | 1800 | TOP DRIVE/ACW OPTION 1 DRG 24307 |  |  |  | NIL |  | 18 BAR | AP11.5 RELIEF VALVE EXT BRG BARESHAFT PUMP
FIRE | FOAM CONCENTRATE | Confidential | M13/923 | GE | AP115 | 1 | 390 | 1500 | TOP DRIVE / CLOCKWISE |  | 1 05 | 1900 CPS AT 25°C BUT THIXOTROPIC | NIL |  | NOT SPECIFIED - ASSUMED UP TO 10 BAR | AP11.5 RELIEF VALVE EXT BRG M/SEAL PUMP
FIRE | FOAM CONCENTRATE | Confidential | M13/930 | OEM | AP115 | 1 | 500 | 1800 | TOP DRIVE/ACW OPTION 1 DRG 24307 |  |  |  | NIL |  | 18 BAR | AP11.5 RELIEF VALVE EXT BRG BARESHAFT PUMP
FIRE | FOAM CONCENTRATE | Confidential | M13/955 | GE | AP115 | 1 | 390 | 1400 | TOPDRIVE CLOCKWISE |  |  | ASSUMED 14 CST | NIL | ASSUMED FLOODED | 12 BAR | AP11.5 RV EXT BRG PUMP D/C 950P PELTON WHEEL
FIRE | FOAM CONCENTRATE | Confidential | M13/964 | OEM | AP120 | 1 | 0 | 1950 | BOT DRIVE / CW OPTION 3 DRG 24307 | AMBIENT |  | 10-15 C/S | NIL | FLOODED | 18 BAR | AP12 RELIEF VALVE SPECIAL PUMP B/S
FIRE | FOAM CONCENTRATE | Confidential | M13/970 | GE | AP040 | 4 | 31.6 | 1950 | TOP DRIVE / CLOCKWISE |  | 1 03 | 100 CST | NIL |  | 13 BAR | AP4 RELIEF VALVE EXTENDED BEARING PUMP B/S
FIRE | FOAM LIQUID | Confidential | M13/987 | OEM | AP080 | 1 | 0 | 2100-2250 MAX | TOP DRIVE / ACW OPTION 1 DRG 24307 | AMBIENT |  | 10 TO 15 CST | NIL | ASSUME 1 TO 1 5 METRE LIFT | 3.5 BAR | AP8 BARESHAFT PUMP
FIRE | FOAM CONCENTRATE | Confidential | M14/011 | OEM | AP080 | 2 | 160 | 2400 | TOP DRIVE / CLOCKWISE |  |  |  | NIL |  | 2 BAR | AP8 RELIEF VALVE FLG MTD PUMP
FIRE | FOAM CONCENTRATE | Confidential | M14/018 | GE | AP080 | 1 | 150.02 | 1700 |  | 0 TO 20°C |  | 150 CST TO 54 CST | NIL | ASSUMED FLOODED | 12 BAR G | AP8 RV EX'BEARING PUMP D/C TO LPW3 DIESEL WITH CLUTCH
FIRE | FOAM CONCENTRATE | Confidential | M14/023 | GE | AP080 | 1 | 182 | 2100 | TOP DRIVE / CLOCKWISE |  |  | 5 TO 7 CST PH AT 20°C 6 5 TO 7 5 | NIL |  | 18 BAR | AP8 RV EXTENDED BEARING PUMP
FIRE | FOAM CONCENTRATE | Confidential | M14/024 | GE | AP080 | 2 | 95 | 1440 | TOP DRIVE / CLOCKWISE |  |  | 12 TO 15 CST | NIL |  | 12.4 BAR | AP8 EXTENDED BEARING PUMP
FIRE | FLUOROPROTEIN FOAM | Confidential | M14/034 | GE | AP100 | 1 | 0 |  | TOP DRIVE / CLOCKWISE |  |  |  | NIL |  |  | AP10 RELIEF VALVE EXTENDED BEARING PUMP
FIRE | FOAM CONCENTRATE | Confidential | M14/040 | OEM | AP050 | 4 | 85 | 2950 | TOP DRIVE/CW. OPTION 2. DRG 24307 |  |  | 60-80 CST | NIL |  | 18 BAR | AP5 RELIEF VALVE EXTENDED BEARING PUMP
FIRE | FOAM CONCENTRATE | Confidential | M14/041 | OEM | AP115 | 9 | 500 | 1700 | TOP DRIVE/ACW OPTION 1 DRG 24307 |  |  |  | NIL |  | 18 BAR | AP11.5 RELIEF VALVE EXT BRG BARESHAFT PUMP
FIRE | THIXOTROPIC FOAM | Confidential | M14/051 | GE | AP060 | 1 | 60 | 1420 | TOP DRIVE / CLOCKWISE |  |  | 12 TO 14 CST | NIL |  | 2 BAR | AP6 PUMP
FIRE | FOAM COMPOUND 3% FLUOROPROTEIN | Confidential | M14/057 | GE | AP060 | 1 | 57 | 1300 | TOP DRIVE/CLOCKWISE OPTION 'A' DRG 29817 |  |  | ASSUMED 14 CST | NIL | ASSUMED FLOODED | 10.6 BAR | AP6 RV EXT BRG PUMP D/C 700P PELTON WHEEL
FIRE | FOAM CONCENTRATE | Confidential | M14/058 | GE | AP090 | 1 | 227.3 | 1420 | TD/CW |  |  | 12 TO 15 CST | NIL | SUCTION LIFT | 2 BAR MAX. | AP9 RV PUMP D/C PED112M MTD ON B/PLATE
FIRE | FOAM CONCENTRATE | Confidential | M14/063 | GE | AP060 | 1 | 88 | 1900 | BOT DRIVE / ACW OPTION 4 DRG 24307 |  |  |  | NIL |  | 12 BAR | AP6 RELIEF VALVE EXTENDED BEARING PUMP
FIRE | FOAM CONCENTRATE | Confidential | M14/067 | GE | AP040 | 1 | 18 | 1500 | TOP DRIVE / CLOCKWISE OPTION 'A' 29817 | AMBIENT |  | ASSUMED 12-14 C/S | NIL |  | 7 BAR | AP4 EXT BRG PUMP D/C TO 400P PELTON WHEEL
FIRE | FOAM CONCENTRATE | Confidential | M14/083 | GE | AP110 | 1 | 286 | 1420 | ANTI CLOCKWISE | 20°C |  | ASSUMED 45 C/S | NIL |  | 17.5 BAR G | AP11 RELIEF VALVE EXTENDED BEARING PUMP MTD ON B/PLATE
FIRE | FOAM CONCENTRATE | Confidential | M14/093 | GE | AP080 | 1 | 150 | 1500 | TOP DRIVE / CLOCKWISE |  |  |  | NIL |  | 10 TO 13 BAR | AP8 EXTENDED BEARING PUMP
FIRE | AFFF - FOAM CONCENTRATE | Confidential | M14/103 | GE | AP040 | 1 | 12.6 | 1400 | TOP DRIVE / CLOCKWISE |  |  | ASSUMED 12 CST | NIL | ASSUMED FLOODED | 12 BAR G | AP4 RV EXT BRG PUMP D/C AE90L MTD ON B/PLATE
FIRE | FOAM FC3017 (3H) | Confidential | M14/119 | OEM | AP115 | 1 | 400 | 1500 | BOT DRIVE/ACW OPTION 4 DRG 24307 |  |  | 10 CST AT 5°C | NIL |  | 17 BAR | AP11.5 RV EXT BRG PUMP B/S
FIRE | FOAM CONCENTRATE | Confidential | M14/120 | OEM | AP130 | 1 | 750 | 1540 | TOP DRIVE/ACW. OPTION 1. DRG 24307 |  |  | 100 CST | NIL |  | 20 BAR | AP13 RELIEF VALVE EXTENDED BEARING PUMP
FIRE | FOAM CONCENTRATE | Confidential | M14/121 | OEM | AP130 | 1 | 750 | 1540 | TOP DRIVE/ACW. OPTION 1. DRG 24307 |  |  | 100 CST | NIL |  | 20 BAR | AP13 RELIEF VALVE EXTENDED BEARING PUMP
FIRE | FOAM CONCENTRATE | Confidential | M14/127 | GE | AP120 | 1 | 385 | 1000 | TOP DRIVE / CLOCKWISE |  |  |  | NIL |  | 10 TO 13 BAR | AP12 EXTENDED BEARING PUMP
FIRE | NON THIXOTROPIC FOAM AFFF | Confidential | M14/136 | GE | AP120 | 2 | 633.33 | 1750 | TOP DRIVE / ANTI-CLOCKWISE | AMBIENT |  | 14 1 CST (13 M PAS ON DATA SHEET) | NIL | 1 BAR A | 16.8 BAR G | AP12 M/SEAL EXTENDED BEARING PUMP
FIRE | FOAM CONCENTRATE | Confidential | M14/139 | GE | AP080 | 1 | 147 | 1700 | TOP DRIVE / CW OPTION 'C' DRG 29817 |  | 1 024 | 1 8 TO 3 1 CST | NIL |  | 12 BAR | AP8 EXT BRG PUMP D/C TO 700P PELTON WHEEL
FIRE | 1% AFF FOAM | Confidential | M14/151 | GE | AP040 | 1 | 18 | 1100 | BOTTOM DRIVE / CLOCKWISE |  |  | 10 TO 15 CST AT 25°C | NIL |  | 8 BAR | AP4 EXTENDED BEARING PUMP
FIRE | FOAM CONCENTRATE | Confidential | M14/165 | GE | AP115 | 2 | 300 | 1500 | TOPDRIVE / CLOCKWISE |  |  |  | NIL |  | 15 BAR | AP11.5 RELIEF VALVE EXT BRG BARESHAFT PUMP
FIRE | NON THIXOTROPIC FOAM AFFF | Confidential | M14/170 | GE | AP130 | 1 | 633 | 1120 |  | AMBIENT | 1 05 | 14 1 CST | NIL | 1 BAR A | 16 BAR A NPSH 4M NPSHA 12.5M | AP13 M/SEAL EXT BRG PUMP D/C DBD225M-6 MOTOR ON B/PLATE
FIRE | FOAM CONCENTRATE | Confidential | M14/176 | GE | AP090 | 1 | 211 | 1800 | TOP DRIVE / CLOCKWISE |  |  | 1300 CPS AT 25°C BUT THIXOTROPIC | NIL |  | 14 BAR G | AP9 RELIEF VALVE EXTENDED BEARING PUMP
FIRE | FOAM CONCENTRATE | Confidential | M14/177 | GE | AP100 | 1 | 211 | 1440 | TOP DRIVE / CLOCKWISE |  |  | 1300 CPS AT 25°C BUT THIXOTROPIC | NIL |  | 14 BAR G | AP10 RELIEF VALVE EXTENDED BEARING PUMP
FIRE | FOAM CONCENTRATE | Confidential | M14/199 | OEM | AP110 | 1 | 350 | 1800 | TOP DRIVE/ACW OPTION 1 DRG 24307 |  |  |  | NIL |  | 18 BAR | AP11 RELIEF VALVE EXTENDED BEARING PUMP
FIRE | FOAM CONCENTRATE | Confidential | M14/216 | GE | AP040 | 1 | 18 | 1500 | TOP DRIVE / CLOCKWISE OPTION 'A' 29817 | AMBIENT |  | ASSUMED 12-14 C/S | NIL |  | 7 BAR | AP4 EXT BRG PUMP D/C TO 400P PELTON WHEEL
FIRE | FOAM CONCENTRATE | Confidential | M14/242 | OEM | AP130 | 1 | 750 | 1600 | TOP DRIVE/ACW. OPTION 1. DRG 24307 |  |  | 100 CST | NIL |  | 20 BAR | AP13 RELIEF VALVE EXTENDED BEARING PUMP
FIRE | FOAM CONCENTRATE | Confidential | M14/251 | GE | AP130 | 1 | 500 | 1000 | TOP DRIVE / ANTI- CLOCKWISE |  |  | 12 TO 15 CST | NIL | 1 METRE LIFT | 18 BAR | AP13 EXTENDED BEARING BARESHAFT PUMP
FIRE | FOAM FP70 | Confidential | M14/275 | GE | AP060 | 1 | 73 | 1700 | TD/CLOCKWISE OPTION 'A' DRG 29817 |  |  | 13 CST AT 20°C | NIL |  | 13 BARG | AP6 EXT BRG PUMP D/C TO 700P PELTON WHEEL
FIRE | FOAM FP70 | Confidential | M14/276 | GE | AP090 | 1 | 200 | 1400 | TD/CLOCKWISE OPTION 'A' DRG 29817 |  |  | 14 CST AT 20°C | NIL |  | 13 BARG | AP9 EXT BRG PUMP D/C TO 700P PELTON WHEEL
FIRE | FP70 FOAM | Confidential | M14/301 | GE | AP110 | 1 | 350 | 1550 | TD / ACW OPTION 1 DRG 24307 |  |  | ASSUMED 40 CST | NIL | ASSUMED FLOODED | 12 BAR | AP11 EXTENDED BEARING PUMP
FIRE | FOAM CONCENTRATE | Confidential | M14/314 | GE | AP130 | 2 | 450 | 960 |  |  |  | 2900 CPS INITIAL ASSUMED 14 CPS | NIL | ASSUMED FLOODED | 14 BAR G | AP13 RV EXT BRG PUMP D/C D225M MTD ON B/PLT
FIRE | FOAM CONCENTRATE | Confidential | M14/315 | GE | AP090 | 1 | 0 |  | TOP DRIVE / CLOCKWISE |  |  |  | NIL |  |  | AP9 RELIEF VALVE EXTENDED BEARING PUMP
FIRE | FOAM CONCENTRATE | Confidential | M14/319 | GE | AP130 | 1 | 800 | 1500 |  |  |  | 14 CPS | NIL |  | 20 BAR | AP13 RELIEF VALVE EXTENDED BEARING PUMP
FIRE | THIXOTROPIC FOAM | Confidential | M14/322 | GE | AP060 | 1 | 60 | 1420 | TOP DRIVE / CLOCKWISE |  |  | 12 TO 14 CST | NIL |  | 2 BAR | AP6 PUMP
FIRE | FOAM CONCENTRATE | Confidential | M14/326 | GE | AP070 | 2 | 90 |  | BOT DRIVE / ACW OPTION 4 DRG 24307 |  |  |  | NIL |  | 13 BAR | AP7 EXTENDED BEARING PUMP
FIRE | THIXOTROPIC FOAM | Confidential | M14/349 | GE | AP050 | 1 | 42 | 1760 | TOP DRIVE / CLOCKWISE |  |  | THIXOTROPIC-APPROX 10-12 CST THRO'PUMP | NIL |  | 9 BAR | AP5 RELIEF VALVE EXT BRG PUMP D/C ADF100LA MOTOR ON B/PLT
FIRE | FOAM CONCENTRATE | Confidential | M14/360 | OEM | AP110 | 3 | 350 | 1800 | TOP DRIVE/ACW OPTION 1 DRG 24307 |  |  |  | NIL |  | 18 BAR | AP11 RELIEF VALVE EXTENDED BEARING PUMP
FIRE | FOAM CONCENTRATE | Confidential | M14/369 | GE | AP060 | 2 | 54 | 1300 | TOP DRIVE/CLOCKWISE OPTION 'A' DRG 29817 |  |  | 12 TO 15 CST | NIL |  | 8 BAR | AP6 EXT BRG PUMP D/C TO 700P PELTON WHEEL
FIRE | FOAM CONCENTRATE | Confidential | M14/379 | GE | AP080 | 1 | 182 | 2100 | TOP DRIVE / CLOCKWISE |  |  | 5 TO 7 CST PH AT 20°C 6 5 TO 7 5 | NIL |  | 18 BAR | AP8 RV EXTENDED BEARING PUMP & SPARES
FIRE | FOAM CONCENTRATE | Confidential | M14/400 | GE | AP080 | 6 | 95 | 1440 | TOP DRIVE / CLOCKWISE |  |  | 12 TO 15 CST | NIL |  | 12.4 BAR | AP8 EXTENDED BEARING PUMP
FIRE | FOAM CONCENTRATE FP70 | Confidential | M14/424 | GE | AP060 | 2 | 59 | 1420 | TOP DRIVE / CLOCKWISE |  | 1 15-1 17 | 9 2 CST AT 20°C | NIL |  | 12 BARG | AP6 RV EXT BRG PUMP D/C ADF100L ON BEDPLATE
FIRE | FOAM CONCENTRATE | Confidential | M14/435 | GE | AP110 | 1 | 280 | 1440 | TOP DRIVE / ANTICLOCKWISE |  |  | ASSUMED 12-14 CST | NIL |  | 16 BAR | AP11 RELIEF VALVE EXTENDED BEARING PUMP
FIRE | FOAM CONCENTRATE | Confidential | M14/439 | OEM | AP120 | 1 | 0 | 1950 | BOT DRIVE / CW OPTION 3 DRG 24307 | AMBIENT |  | 10-15 CST | NIL | FLOODED | 18 BAR | AP12 RELIEF VALVE SPECIAL PUMP B/S
FIRE | FOAM CONCENTRATE | Confidential | M14/452 | GE | AP040 | 2 | 27 | 2100 | BOTTOM DRIVE / ANTI-CLOCKWISE AS 13/668 |  |  |  | NIL |  | 7 BARG | AP4-2700 FLG MTD EXTENDED BRG PUMP
FIRE | FOAM - COMPOUND FP70 | Confidential | M14/467 | GE | AP080 | 1 | 170 | 1760 | TOPDRIVE ANTI CLOCKWISE |  |  |  | NIL |  | 12.5 BAR G | AP8 RV EXT BRG PUMP D/C ADF132M MTD ON BEDPLATE
FIRE | FOAM CONCENTRATE | Confidential | M14/477 | GE | AP080 | 1 | 95 | 1440 | TOP DRIVE / CLOCKWISE |  |  | 12 TO 15 CST | NIL |  | 12.4 BAR | AP8 EXTENDED BEARING PUMP
FIRE | FOAM FC3017 (3H) | Confidential | M14/478 | OEM | AP115 | 3 | 400 | 1500 | TOP-DRIVE C.W. OPTION 2 DRG 24307 |  |  | 10 CST AT 5°C | NIL |  | 17 BAR | AP11.5 RV EXT BRG PUMP B/S
FIRE | FLUOROPROTEIN FOAM | Confidential | M14/479 | GE | AP100 | 3 | 0 |  | TOP DRIVE / CLOCKWISE |  |  |  | NIL |  |  | AP10 RELIEF VALVE EXTENDED BEARING PUMP
FIRE | FOAM FC3017 (3H) | Confidential | M14/486 | OEM | AP115 | 1 | 500 | 1700 | TOP-DRIVE A.C.W. OPTION 1 DRG 24307 |  |  | 10 CST AT 5°C | NIL |  | 18 BAR | AP11.5 RV EXT BRG PUMP B/S
FIRE | FOAM CONCENTRATE | Confidential | M14/491 | GE | AP130 | 2 | 0 | 1060 / 1320 | TOP DRIVE / ANTI- CLOCKWISE |  |  | 12 TO 15 CST | NIL | 1 METRE LIFT | 18 BAR / 14 BAR | AP13 EXTENDED BEARING BARESHAFT PUMP
FIRE | FOAM FP70 | Confidential | M14/503 | GE | AP080 | 1 | 150 | 1600 | TD/CLOCKWISE OPTION 'A' DRG 29817 |  |  | 15 CST AT 20°C | NIL |  | 9 / 13 BARG | AP8 EXT BRG PUMP D/C TO 700P PELTON WHEEL.
FIRE | 3% FOAM | Confidential | M14/514 | GE | AP070 | 1 | 108 | 1650 | TOP DRIVE / CLOCKWISE |  |  | 12 TO 15 CST | NIL |  | 11 BAR | AP7RV EXT BRG PUMP D/C TO 700P PELTON WHEEL
FIRE | FOAM CONCENTRATE | Confidential | M14/515 | GE | AP080 | 1 | 162.29 | 1700 | TOP DRIVE / CLOCKWISE |  |  | ASSUMED 14 CST | NIL | ASSUMED FLOODED | 11 BAR | AP8 RV EXT BRG PUMP D/C 700P PELTON WHEEL
FIRE | FOAM - THIXOTROPIC | Confidential | M14/520 | GE | AP115 | 7 | 433 | 1420 | TOP DRIVE / CLOCKWISE | 20°C | 1 16 | 43 CST | NIL | FLOODED | 13 BAR G | AP11.5 RV EXT BRG PUMP D/C AMGA180LB04A MTD ON B/PLT
FIRE | FOAM CONCENTRATE | Confidential | M14/533 | GE | AP130 | 1 | 520 | 960 | TOP DRIVE / CLOCKWISE |  |  | 14 TO 1000 CPS | NIL |  | 16 BAR | AP13 RELIEF VALVE EXTENDED BEARING PUMP
FIRE | FOAM CONCENTRATE | Confidential | M14/552 | GE | AP080 | 1 | 150.02 | 1700 |  | 0 TO 20°C |  | 150 CST TO 54 CST | NIL | ASSUMED FLOODED | 12 BAR G | AP8 RV EX'BEARING PUMP D/C TO LPW3 DIESEL WITH CLUTCH
FIRE | FOAM CONCENTRATE | Confidential | M14/553 | GE | AP050 | 1 | 30 | 1400 | BOT DRIVE / ACW OPTION 'H' DRG 29817 |  |  | ASSUMED 12-14 CST | NIL | ASSUMED FLOODED | 13 BAR | AP5 EB PUMP DRIVEN BY 400P PELTON WHEEL.
FIRE | FOAM CONCENTRATE | Confidential | M14/584 | GE | AP060 | 1 | 63.64 | 1500 | TOP DRIVE / ANTI-CLOCKWISE |  |  |  | NIL |  | 13 BAR G | AP6 RV EXT BRG PUMP TO FIT TO A 700P PELTON WHEEL
FIRE | FOAM CONCENTRATE | Confidential | M14/591 | GE | AP110 | 2 | 380 | 1420 | TOP DRIVE / CLOCKWISE |  |  | ASSUMED 14 CST | NIL | ASSUMED FLOODED | 60 PSI | AP11RV PUMP D/C TO AE215TZ MOTOR.
FIRE | FOAM CONCENTRATE | Confidential | M14/598 | GE | AP090 | 1 | 188 | 1420 | TOP DRIVE / CLOCKWISE | AMBIENT |  | ASSUMED 12 TO 14 CST | NIL |  | 10 BAR | AP9 RV EXT BRG PUMP D/C WDA132M MTR MTD ON BEDPLATE
FIRE | FOAM AFFF | Confidential | M14/600 | GE | AP050 | 1 | 25 | 1080 | TOP DRIVE / ANTI-CLOCKWISE |  | 1 07 | 67 CST AT 8°C 29 CST AT 20°C | NIL | FLOODED | 5 TO 15 BAR (16 BAR MAX) | AP5 EXTENDED BEARING PUMP B/S
FIRE | FOAM CONCENTRATE | Confidential | M14/616 | OEM | AP130 | 1 | 680 | 1500 | TOP DRIVE/CW OPTION 2 DRG 24307 |  |  | 10 CST | NIL |  | 17 BAR | AP13 RELIEF VALVE EXTENDED BEARING PUMP
FIRE | FOAM S.F.P.M. | Confidential | M14/634 | OEM | AP100 | 1 | 250 | 1500 | BOT DRIVE/ACW OPTION 4 DRG 24307 |  |  | 12 TO 15 CST | NIL |  | 17 BAR | AP10 RELIEF VALVE EXTENDED BEARING PUMP
FIRE | FOAM CONCENTRATE | Confidential | M14/652 | GE | AP120 | 2 | 520 | 1300 TO 1400, PTO'S |  |  |  | 43 TO 110 CST (43 CST AT 20°C) | NIL |  | 14 BAR | AP12 RELIEF VALVE EXTENDED BEARING PUMP
FIRE | FOAM CONCENTRATE | Confidential | M14/673 | GE | AP120 | 1 | 300 | 1300 TO 1400, PTO |  |  |  | 30 CST | NIL |  | 14 BAR | AP12 RELIEF VALVE EXTENDED BEARING PUMP
FIRE | FOAM CONCENTRATE | Confidential | M14/677 | GE | AP080 | 1 | 120 | 1400 | TOP DRIVE / CW DRG 29817 OPTION 'A' |  |  | 14 CST | NIL | ASSUMED FLOODED | 15 BAR | AP8 RV EXT BRG PUMP D/C 700P PELTON WHEEL (OLD TYPE)
FIRE | FOAM CONCENTRATE | Confidential | M14/690 | OEM | AP110 | 1 | 416.67 | 2000 | BOT DRIVE/ CW OPTION 3 DRG 24307 |  |  | 100 CST | NIL |  | RELIEF VALVE SET AT 16 BAR | AP11 RELIEF VALVE EXTENDED BEARING PUMP
FIRE | FOAM CONCENTRATE | Confidential | M14/722 | GE | AP080 | 1 | 103 | 1460 | TOP DRIVE / ANTI-CLOCKWISE |  |  | 12 CST | NIL | ASSUMED FLOODED | 16 BAR | AP8 EXT BRG PUMP D/C TO ADF160MZ MOTOR
FIRE | FOAM CONCENTRATE | Confidential | M14/723 | GE | AP090 | 4 | 189.11 | 1460 | TOP DRIVE / ANTI-CLOCKWISE |  |  | 12 CST | NIL | ASSUMED FLOODED | 16 BAR | AP9 EXT BRG PUMP D/C TO ADF160MZ MOTOR.
FIRE | FOAM CONCENTRATE | Confidential | M14/724 | GE | AP050 | 1 | 30 | 1420 | TOP DRIVE / ANTI-CLOCKWISE |  |  | 12 CST | NIL | ASSUMED FLOODED | 16 BAR G | AP5 EXTENDED BEARING PUMP D/C TO ADF100LA MOTOR.
FIRE | FOAM CONCENTRATE | Confidential | M14/725 | GE | AP080 | 1 | 140.93 | 1650 | TOP DRIVE / ACW OPTION 'D' DRG 29817 |  |  | 12 CST | NIL | ASSUMED FLOODED | 16 BAR | AP8 EXT BRG PUMP D/C TO 700P PELTON WHEEL
FIRE | FOAM CONCENTRATE | Confidential | M14/726 | GE | AP070 | 1 | 103.19 | 1650 | TOP DRIVE / ACW OPTION 'D' DRG 24307 |  |  | 12 CST | NIL | ASSUMED FLOODED | 16 BAR G | AP7 EXT BRG PUMP D/C TO 700P PELTON WHEEL
FIRE | FOAM CONCENTRATE | Confidential | M14/727 | GE | AP090 | 3 | 189 | 1550 | TOP DRIVE / ACW OPTION 'D' DRG 24307 |  |  | 12 CST | NIL | ASSUMED FLOODED | 16 BAR G | AP9 EXT BRG PUMP D/C TO 950P PELTON WHEEL
FIRE | FOAM CONCENTRATE | Confidential | M14/728 | GE | AP040 | 1 | 30 | 1800 | TOP DRIVE / ACW OPTION 'D' DRG 24307 |  |  | 12 CST | NIL | ASSUMED FLOODED | 16 BAR | AP4 EXT BRG PUMP D/C TO 400P PELTON WHEEL
FIRE | FOAM FC3017 (3H) | Confidential | M14/742 | OEM | AP115 | 3 | 500 | 1700 | TOP-DRIVE A.C.W. OPTION 1 DRG 24307 |  |  | 10 CST AT 5°C | NIL |  | 18 BAR | AP11.5 RV EXT BRG PUMP B/S
FIRE | FOAM FP350 | Confidential | M14/777 | GE | AP080 | 1 | 123 | 1400 | TD/CLOCKWISE OPTION 'A' DRG 29817 |  |  | 12 TO 15 CST | NIL |  | 10 BAR | AP8 EXT BRG PUMP D/C TO 700P PELTON WHEEL.
FIRE | 1% AFF FOAM | Confidential | M14/778 | GE | AP040 | 1 | 18 | 1100 | BOTTOM DRIVE / CLOCKWISE |  |  | 10 TO 15 CST AT 25°C | NIL |  | 8 BAR | AP4 EXTENDED BEARING PUMP
FIRE | FOAM CONCENTRATE | Confidential | M14/798 | OEM | AP120 | 1 | 0 | 1950 | BOT DRIVE / ACW OPTION 4 DRG 24307 | AMBIENT |  | 10-15 CST | NIL | FLOODED | 18 BAR | AP12 RELIEF VALVE SPECIAL PUMP B/S
FIRE | FOAM CONCENTRATE | Confidential | M14/799 | GE | AP080 | 1 | 130 | 1500 | TOP DRIVE / ACW OPTION 'D' DRG 29817 |  |  | ASSUMED 12 TO 14 CST | NIL |  | 13 BAR | AP8 EXT BRG PUMP D/C TO 700P PELTON WHEEL.
FIRE | FOAM FP350 | Confidential | M14/801 | GE | AP080 | 1 | 123 | 1440 | TOP DRIVE / CLOCKWISE |  |  | 6 TO 15 CST | NIL | ASSUMED FLOODED | 12 BAR | AP8 RV EXT BRG PUMP D/C WDA132M MTD ON BEDPLATE
FIRE | FOAM CONCENTRATE | Confidential | M14/829 | GE | AP090 | 1 | 140 | 1440 |  |  |  | 750 CPS | NIL |  | 16 BAR | AP9 RELIEF VALVE EXTENDED BEARING PUMP
FIRE | FOAM COMPOUND AFFF 3% | Confidential | M14/833 | GE | AP130 | 1 | 600 | 960 | TOP DRIVE / CLOCKWISE OPTION 2 |  | 1 165 | 50 CST AT 20°C, | NIL |  | 13 BAR 15 BAR MAX | AP13 RELIEF VALVE EXTENDED BEARING PUMP
FIRE | FOAM CONCENTRATE | Confidential | M14/845 | GE | AP115 | 2 | 400 | 1500 | TOP DRIVE / CLOCKWISE |  |  | 12-15 CST | NIL |  | 15.5 BARG | AP11.5 RV EXT BRG PUMP
FIRE | FOAM CONCENTRATE | Confidential | M14/854 | GE | HD080 | 2 | 831 | 975 | TOP DRIVE / ANTI-CLOCKWISE |  |  | ASSUMED 20 CST | NIL | FLOODED | 16 BARG | HD8 RV EXT BRG PUMP D/C AEF250M MTR MTD ON BEDPLATE
FIRE | FOAM CONCENTRATE. ALCOHOL RESISTANT | Confidential | M14/857 | GE | AP100 | 1 | 220 | 1420 | TOP DRIVE / CLOCKWISE |  | 1 09 | SHEAR THINNING | NIL | FLOODED | 12 BAR MAX OPERATING 16 BAR | AP10 RELIEF VALVE EXT BRG PUMP D/C AEF160MZ MOTOR ON B/PLT
FIRE | FOAM CONCENTRATE | Confidential | M14/865 | GE | AP120 | 2 | 510 | 1350 MAX 1500 | TOP DRIVE / ANTI-CLOCKWISE |  |  | ASSUMED 14 CST | NIL | 1 5M LIFT | 16 BAR | AP12 EXTENDED BEARING PUMP
FIRE | FOAM FP70 | Confidential | M14/903 | GE | AP060 | 1 | 62 | 1400 | TD/CLOCKWISE OPTION 'A' DRG 29817 |  |  | 11 CST AT 20°C | NIL |  | 8.5 BARG | AP6 EXT BRG PUMP D/C TO 700P PELTON WHEEL
FIRE | FOAM CONCENTRATE | Confidential | M14/904 | OEM | AP115 | 1 | 500 | 1700 | TOP DRIVE / ACW OPTION 1 DRG 24307 |  |  | 12 TO 15 CST | NIL |  | 18 BAR | AP11.5 RV EXT BRG PUMP B/S
FIRE | FOAM CONCENTRATE | Confidential | M14/906 | GE | AP050 | 1 | 35 | 1150 |  | AMBIENT |  | 12 TO 14 CST | NIL |  | 4M | AP5 PUMP D/C TO WADA90SG MOTOR MTD ON BEDPLATE
FIRE | FOAM CONCENTRATE | Confidential | M14/926 | GE | AP080 | 1 | 174 | 1800 | BOT DRIVE / CLOCKWISE OPTION E DRG 29817 |  |  | 12 CST | NIL |  | 140 PSI (9.66 BAR) | AP8 RV EXT BRG PUMP D/C 700P PELTON WHEEL
FIRE | FOAM CONCENTRATE | Confidential | M14/944 | OEM | AP130 | 1 | 750 | 1750 | TOP DRIVE/ACW. OPTION 1. DRG 24307 |  |  | 100 CST | NIL |  | 18 BAR | AP13 RELIEF VALVE EXTENDED BEARING PUMP
FIRE | FOAM COMPOUND FP70 | Confidential | M14/951 | GE | AP050 | 1 | 35 | 1500 | TD / CLOCKWISE OPTION 'A' DRG 29817 |  |  | 12 CST AT 20°C | NIL | ASSUMED FLOODED | 12 BAR G | AP5 EXT BRG PUMP D/C TO 400P PELTON WHEEL
FIRE | FOAM CONCENTRATE | Confidential | M14/968 | OEM | AP115 | 1 | 500 | 1850 | TOP DRIVE / ACW OPTION 1 DRG 24307 |  |  | 12 TO 15 CST | NIL |  | 20 BAR | AP11.5 RV EXT BRG PUMP B/S
FIRE | THIXOTROPIC FOAM | Confidential | M14/998 | GE | AP100 | 2 | 250 | 1450 | TOP DRIVE / ANTI-CLOCKWISE | 35°C MAX | 1 05 |  | NIL | FLOODED | 13 BAR G | AP10 RELIEF VALVE EXTENDED BEARING PUMP
FIRE | FOAM CONCENTRATE FLUOR PROTEIN | Confidential | M15/008 | GE | AP090 | 2 | 180 | 1500 | TD/CLOCKWISE OPTION 'A' DRG 29817 |  |  | 20 CST AT 20°C | NIL |  | 11 BARG | AP9 EXT BRG PUMP D/C TO 700P PELTON WHEEL
FIRE | FOAM CONCENTRATE FLUOR PROTEIN | Confidential | M15/009 | GE | AP110 | 1 | 300 | 1350 | TOP DRIVE / CLOCKWISE |  |  | 21 CST AT 20°C | NIL | FLOODED | 11 BAR MAX OPERATING 15 BAR | AP11 EXTENDED BEARING PUMP
FIRE | FOAM CONCENTRATE | Confidential | M15/025 | OEM | AP115 | 1 | 500 | 1850 | TOP DRIVE / ACW OPTION 1 DRG 24307 |  |  | 12 TO 15 CST | NIL |  | 20 BAR | AP11.5 RV EXT BRG PUMP B/S
FIRE | FOAM CONCENTRATE | Confidential | M15/039 | GE | AP060 | 1 | 65 | 1720 | TOP DRIVE / ANTI-CLOCKWISE |  |  | ASSUMED 14 CST | NIL | ASSUMED FLOODED | 14 BAR | AP6 RV EXT BRG PUMP D/C WDA215TR MTR MTD ON B/PLATE
FIRE | FOAM CONCENTRATE | Confidential | M15/040 | GE | AP050 | 5 | 49 | 1720 | TOP DRIVE / ANTI-CLOCKWISE |  |  | ASSUMED 14 CST | NIL | ASSUMED FLOODED | 14 BAR | AP5 RV EXT BRG PUMP D/C TO ADF184T MTR MTD ON B/PLATE
FIRE | FOAM CONCENTRATE | Confidential | M15/041 | GE | AP070 | 1 | 60 | 1440 |  |  |  | 125 CST | NIL |  | 15 BAR | AP7 EXTENDED BEARING PUMP & SPARES
FIRE | FOAM CONCENTRATE | Confidential | M15/053 | GE | AP115 | 1 | 416.72 | 1600 | TOP DRIVE / CLOCKWISE |  |  | 12 TO 15 CST | NIL |  | 250 PSI | AP11.5 RV EXT BRG PUMP
FIRE | FOAM CONCENTRATE | Confidential | M15/054 | OEM | AP115 | 1 | 430 | 1500 | BOT DRIVE/ACW OPTION 4 DRG 24307 |  |  | 10 CST AT 5°C | NIL |  | 18 BAR | AP11.5 RV EXT BRG PUMP B/S
FIRE | FOAM CONCENTRATE | Confidential | M15/057 | OEM | AP080 | 1 | 0 | 2000........2150 MAX | TOP DRIVE / CW OPTION 2 DRG 24307 |  |  | 10 TO 15 CST | NIL |  | RELIEF VALVE SET AT 6.5 BAR | AP8 RELIEF VALVE BARESHAFT PUMP
FIRE | FOAM CONCENTRATE | Confidential | M15/073 | GE | AP080 | 1 | 150 | 1420 | TOPDRIVE CLOCKWISE |  |  |  | NIL | DRAWING FROM CONTAINERS | ASSUMED 20 PSI. TRANSFER DUTY | AP8 RELIEF VALVE PUMP D/C TDA100L MOTOR MTD ON B/PLATE
FIRE | AFFF - FOAM CONCENTRATE | Confidential | M15/080 | GE | AP115 | 1 | 454.6 | 1700 | TOP DRIVE / CLOCKWISE |  |  | ASSUMED 14 CST | NIL |  | 191 PSI | AP11.5 RV EXT BRG PUMP
FIRE | FOAM CONCENTRATE | Confidential | M15/107 | OEM | AP115 | 1 | 500 | 1850 | TOP DRIVE / ACW OPTION 1 DRG 24307 |  |  | 12 TO 15 CST | NIL |  | 20 BAR | AP11.5 RV EXT BRG PUMP B/S
FIRE | FLUOROPROTEIN FOAM | Confidential | M15/133 | GE | AP100 | 1 | 0 |  | TOP DRIVE / CLOCKWISE |  |  |  | NIL |  |  | AP10 RELIEF VALVE EXTENDED BEARING PUMP & SPARES
FIRE | FOAM CONCENTRATE | Confidential | M15/154 | GE | AP040 | 1 | 0 |  | BOTTOM DRIVE / CLOCKWISE |  |  |  | NIL |  |  | AP4 EXTENDED BEARING PUMP
FIRE | FOAM CONCENTRATE | Confidential | M15/186 | GE | AP110 | 1 | 280 | 1440 | TOP DRIVE / ANTICLOCKWISE |  |  | ASSUMED 12-14 CST | NIL |  | 16 BAR | AP11 RELIEF VALVE EXTENDED BEARING PUMP
FIRE | FOAM CONCENTRATE | Confidential | M15/187 | GE | HD080 | 1 | 720 | 960 | TOP DRIVE / CLOCKWISE |  |  | ASSUMED 14 CST | NIL | ASSUMED FLOODED | 12 BAR | HD8 RELIEF VALVE EXT BRG PUMP D/C TO WDF225M MTR ON B/PLT
FIRE | FOAM CONCENTRATE | Confidential | M15/192 | OEM | AP115 | 1 | 500 | 1850 | TOP DRIVE / ACW OPTION 1 DRG 24307 |  |  | 12 TO 15 CST | NIL |  | 20 BAR | AP11.5 RV EXT BRG PUMP B/S
FIRE | FOAM COMPOUND AFFF 3% | Confidential | M15/197 | GE | AP130 | 1 | 600 | 960 | TOP DRIVE / CLOCKWISE OPTION 2 |  | 1 165 | 50 CST AT 20°C, | NIL |  | 13 BAR 15 BAR MAX | AP13 RELIEF VALVE EXTENDED BEARING PUMP
FIRE | FOAM CONCENTRATE | Confidential | M15/210 | GE | AP130 | 2 | 500 | 1000 |  |  |  |  | NIL | ASSUMED FLOODED | 18 BAR | AP13 RELIEF VALVE EXTENDED BEARING PUMP
FIRE | FOAM CONCENTRATE | Confidential | M15/239 | GE | AP040 | 2 | 23 | 1400 | TOP DRIVE / CLOCKWISE OPTION 'A' 29817 |  |  | ASSUMED 12-14 C/S | NIL |  | 5.5 BAR | AP4 EXT BRG PUMP D/C TO 400P PELTON WHEEL
FIRE | FOAM CONCENTRATE | Confidential | M15/273 | GE | AP115 | 1 | 400 | 1500 | TOP DRIVE / CLOCKWISE |  |  |  | NIL | ASSUMED FLOODED | 15 BAR | AP11.5 RELIEF VALVE EXT BRG BARESHAFT PUMP
FIRE | FOAM CONCENTRATE | Confidential | M15/303 | GE | AP115 | 2 | 432 | 1420 |  |  |  | ASSUMED 14 CST | NIL | ASSUMED FLOODED | 13 BAR | AP11.5 EXT BRG PUMP D/C WADA180ME MTD ON B/PLT
FIRE | FOAM COMPOUND 3% AFFF | Confidential | M15/304 | GE | AP090 | 1 | 190 | 1420 |  |  |  | 14 CST | NIL |  | 13 BAR G | AP9 RV EXT BRG PUMP D/C DF132M MTD ON BEDPLATE
FIRE | THIXOTROPIC FOAM COMPOUND | Confidential | M15/314 | GE | AP070 | 1 | 118 | 1750 | TOP DRIVE / ACW OPTION 'D' DRG 29817 |  |  | 10 CENTIPOISE | NIL | ASSUMED FLOODED | 6.5 BARG | AP7 EXT BRG PUMP D/C TO 700P PELTON WHEEL
FIRE | FOAM CONCENTRATE 3% | Confidential | M15/330 | GE | AP080 | 2 | 180 | 1850 | TD/CLOCKWISE OPTION 'A' DRG 29817 |  |  | 12 TO 15 CST | NIL |  | 10 BAR | AP8 EXT BRG PUMP D/C TO 700P PELTON WHEEL.
FIRE | FOAM CONCENTRATE | Confidential | M15/333 | GE | AP110 | 1 | 275 | 1500 | TOP DRIVE / CLOCKWISE |  |  | ASSUMED 14 CST | NIL | ASSUMED FLOODED | 20 & 16 BAR | AP11 RELIEF VALVE EXTENDED BEARING PUMP
FIRE | FOAM CONCENTRATE | Confidential | M15/353 | OEM | AP130 | 1 | 680 | 1500 | TOP DRIVE/CW OPTION 2 DRG 24307 |  |  | 10 CST | NIL |  | 17 BAR | AP13 RELIEF VALVE EXTENDED BEARING PUMP
FIRE | AFFF 3% | Confidential | M15/366 | GE | AP060 | 2 | 75.6 | 1600 | TD/CLOCKWISE OPTION 'A' DRG 29817 |  |  | 14 CST | NIL | ASSUMED FLOODED | 13 BAR | AP6 EXT BRG PUMP D/C TO 700P PELTON WHEEL
FIRE | FOAM CONCENTRATE | Confidential | M15/384 | GE | AP090 | 2 | 180 | 1420 | TOP DRIVE / ANTI-CLOCKWISE |  |  | ASSUMED 14 CST | NIL |  | 12.5 BAR | AP9 RELIEF VALVE EXT BRG PUMP D/C D160M MOTOR ON B/PLATE
FIRE | FOAM CONCENTRATE | Confidential | M15/390 | GE | AP130 | 1 | 804.64 | 1500 |  | 13 BAR G |  | 25 CPS | NIL | ASSUMED FLOODED | 13 BAR G | AP13 RELIEF VALVE EXTENDED BEARING PUMP
FIRE | FOAM CONCENTRATE | Confidential | M15/401 | GE | AP130 | 1 | 900 | 1700 | TOP DRIVE / ANTI-CLOCKWISE |  |  | 12-15 CST | NIL |  | 18 BAR | AP13 EXTENDED BEARING PUMP
FIRE | 3% CHUBB UNIVERSAL GOLD FOAM COMPOUND | Confidential | M15/434 | GE | AP080 | 1 | 168 | 1700 | TOP DRIVE / ACW OPTION 'B' DRG 19817 | 25°C | 1 02 | 2900 CPS STATIC | NIL | ASSUMED FLOODED | 13.5 BAR G | AP8 RV EXT BRG PUMP D/C 700P PELTON WHEEL
FIRE | FOAM COMPOUND 1% AFFF | Confidential | M15/459 | GE | AP050 | 1 | 50 | 1750 | BOTTOM DRIVE / CW OPTION 'E' DRG 29817 |  |  | ASSUMED 14 CST | NIL | ASSUMED FLOODED | 8 BAR G | AP5 RV EXT BRG PUMP D/C TO 400P PELTON WHEEL
FIRE | FOAM CONCENTRATE | Confidential | M15/480 | GE | HD080 | 3 | 831 | 975 | TOP DRIVE / CLOCKWISE |  |  | ASSUMED 20 CST | NIL | FLOODED | 16 BAR | HD8 RELIEF VALVE EXT BRG PUMP
FIRE | FOAM CONCENTRATE | Confidential | M15/481 | GE | AP115 | 1 | 400 | 1500 | TOP DRIVE / CLOCKWISE |  |  |  | NIL | ASSUMED FLOODED | 15 BAR | AP11.5 RELIEF VALVE EXT BRG BARESHAFT PUMP
FIRE | FOAM CONCENTRATE | Confidential | M15/482 | GE | AP060 | 1 | 81 | 1850 | BOTTOM DRIVE / CLOCKWISE |  |  |  | NIL |  | 12 BAR | AP6 EXTENDED BEARING PUMP B.S.
FIRE | FOAM CONCENTRATE | Confidential | M15/503 | OEM | AP110 | 2 | 350 | 1800 | TOP DRIVE/ACW OPTION 1 DRG 24307 |  |  |  | NIL |  | 18 BAR | AP11 RELIEF VALVE EXTENDED BEARING PUMP
FIRE | FOAM CONCENTRATE | Confidential | M15/504 | OEM | AP130 | 1 | 750 | 1750 | TOP DRIVE/ACW. OPTION 1. DRG 24307 |  |  | 100 CST | NIL |  | 18 BAR | AP13 RELIEF VALVE EXTENDED BEARING PUMP
FIRE | FOAM CONCENTRATE | Confidential | M15/505 | GE | AP120 | 1 | 300 | 1300 TO 1400, PTO |  |  |  | 30 CST | NIL |  | 14 BAR | AP12 RELIEF VALVE EXTENDED BEARING PUMP
FIRE | FOAM CONCENTRATE | Confidential | M15/512 | OEM | AP120 | 1 | 0 | 1600 | TOP DRIVE/ACW OPTION 1 DRG 24307 |  |  | 10 CST | NIL |  | 18 BAR | AP12 RELIEF VALVE EXTENDED BEARING PUMP
FIRE | FOAM CONCENTRATE | Confidential | M15/536 | GE | AP130 | 2 | 510 | 960 |  |  |  |  | NIL | ASSUMED FLOODED | 11 BAR | AP13 EXTENDED BEARING PUMP
FIRE | FOAM CONCENTRATE | Confidential | M15/548 | GE | AP130 | 2 | 500 | 1000 |  |  |  | ASSUMED 14 CST | NIL | FLOODED | 16 BAR | AP13 EXTENDED BEARING PUMP
FIRE | FOAM CONCENTRATE | Confidential | M15/558 | GE | AP100 | 1 | 0 |  | TOP DRIVE / CLOCKWISE |  |  |  | NIL |  |  | AP10 RELIEF VALVE EXTENDED BEARING PUMP
FIRE | FOAM CONCENTRATE | Confidential | M15/572 | GE | AP110 | 1 | 275 | 1500 | TOP DRIVE / CLOCKWISE |  |  | ASSUMED 14 CST | NIL | ASSUMED FLOODED | 20 & 16 BAR | AP11 RELIEF VALVE EXTENDED BEARING PUMP
FIRE | FOAM CONCENTRATE | Confidential | M15/616 | GE | AP040 | 1 | 9 | 2000 | BOTTOM DRIVE / ANTI-CLOCKWISE |  |  |  | NIL |  | 7 BAR G | AP4-900 SPEC FLG MTD PUMP B/S
FIRE | WATER | Confidential | M15/628 | GE | AP080 | 2 | 113.65 | 1500 | TOP DRIVE / CLOCKWISE |  |  |  | NIL | FLOODED | 7 TO 10 BAR | AP8 RV EXTENDED BEARING PUMP
FIRE | FOAM CONCENTRATE | Confidential | M15/652 | OEM | AP110 | 1 | 400 | 1800 | BOT DRIVE/ CLOCKWISE OPTION 3 DRG 24307 |  |  |  | NIL |  | 20 BAR | AP11 RELIEF VALVE EXTENDED BEARING PUMP
FIRE | FOAM CONCENTRATE | Confidential | M15/660 | GE | HD050 | 1 | 480 | 1420 TO 1600 |  |  |  | ASSUMED APPROX 14 CST | NIL | ASSUMED FLOODED | 16 BAR | HD5 RV EXT BRG PUMP
FIRE | FOAM COMPOUND FP70 | Confidential | M15/683 | GE | AP080 | 1 | 170 | 1760 | TOP DRIVE / ANTI-CLOCKWISE |  |  |  | NIL |  | 12.5 BARG | AP8 RV EXTENDED BEARING PUMP
FIRE | FOAM COMPOUND FP70 | Confidential | M15/684 | GE | AP090 | 1 | 230 | 1760 | TOP DRIVE / ANTI-CLOCKWISE |  |  |  | NIL |  | 12.5 BARG | AP9 RELIEF VALVE EXTENDED BEARING PUMP
FIRE | FOAM CONCENTRATE | Confidential | M15/685 | GE | AP080 | 2 | 102 | 1420 |  |  |  | ASSUMED 14 CST | NIL | ASSUMED FLOODED | 12 BAR G | AP8 RV EXT BRG PUMP D/C TO ADF132S MOTOR ON B/PLATE
FIRE | FOAM ANGUS ALCOSEAL 3-6 | Confidential | M15/703 | GE | HD050 | 1 | 510 | 1750 |  |  |  |  | NIL | ASSUMED FLOODED | 12 BAR | HD5 RV EXT BRG O/RIGGER PUMP D/C TE180L MTR ON B/PLATE
FIRE | FOAM ANGUS ALCOSEAL 3-6 | Confidential | M15/704 | GE | HD050 | 1 | 510 | 1750 |  |  |  |  | NIL | ASSUMED FLOODED | 12 BAR | HD5 RV EXT BRG O/RIGGER PUMP D/C TE180L MTR ON B/PLATE
FIRE | FOAM ANGUS ALCOSEAL 3-6 | Confidential | M15/705 | GE | HD050 | 1 | 510 | 1750 |  |  |  |  | NIL | ASSUMED FLOODED | 12 BAR | HD5 RV EXT BRG O/RIGGER PUMP D/C TE180L MTR ON B/PLATE
FIRE | FOAM -3M-ATC | Confidential | M15/719 | GE | AP130 | 1 | 500 | 1000 |  |  |  |  | NIL | ASSUMED FLOODED | 18 BAR | AP13 RELIEF VALVE EXTENDED BEARING PUMP
FIRE | FOAM CONCENTRATE | Confidential | M15/759 | OEM | AP050 | 6 | 85 | 2950 | TOP DRIVE/CW OPTION 2. DRG 24307 |  |  | 60 TO 80 CST | NIL |  | 18 BAR | AP5 RELIEF VALVE EXTENDED BEARING PUMP
FIRE | FOAM -3M-ATC | Confidential | M15/774 | GE | AP130 | 3 | 500 | 1000 |  |  |  |  | NIL | ASSUMED FLOODED | 18 BAR | AP13 RELIEF VALVE EXTENDED BEARING PUMP
FIRE | FOAM CONCENTRATE | Confidential | M15/796 | GE | AP120 | 3 | 460 | 1270 | TOP DRIVE / ANTI-CLOCKWISE |  |  | 5 TO 2000 CST | NIL |  | 18 BAR | AP12 EXTENDED BEARING PUMP
FIRE | FOAM CONCENTRATE | Confidential | M15/804 | GE | AP130 | 1 | 500 | 1000 | TOP DRIVE / ANTI- CLOCKWISE |  |  | 12 TO 15 CST | NIL | 1 METRE LIFT | 18 BAR | AP13 EXTENDED BEARING BARESHAFT PUMP
FIRE | AFFF - FOAM CONCENTRATE | Confidential | M15/843 | GE | AP110 | 1 | 233.21 | 1250 | TOP DRIVE / CLOCKWISE |  |  |  | NIL |  | 16 BAR | AP11 RELIEF VALVE EXT BRG M/SEAL PUMP
FIRE | NON THIXOTROPIC FOAM AFFF | Confidential | M15/853 | GE | AP120 | 1 | 633.33 | 1750 | TOP DRIVE / ANTI-CLOCKWISE | AMBIENT |  | 14 1 CST (13 M PAS ON DATA SHEET) | NIL | 1 BAR A | 16.8 BAR G | AP12 M/SEAL EXTENDED BEARING B/SHAFT PUMP.
FIRE | FOAM CONCENTRATE: | Confidential | M15/857 | GE | AP115 | 1 | 405 | 1880 | SEE SKETCH IN JOB FILE |  |  | 12 TO 15 CST | NIL |  | 11.85 | AP11.5RV EXT BRG PUMP D/C 700P PELTON WHEEL.
FIRE | FOAM CONCENTRATE | Confidential | M15/890 | GE | AP090 | 1 | 270 | 2194 | TOP DRIVE / CLOCKWISE |  |  | ASSUMED 12 CST | NIL | ASSUMED FLOODED | 14 BAR | AP9 EXTENDED BEARING PUMP
FIRE | FOAM CONCENTRATE | Confidential | M15/897 | GE | AP090 | 1 | 166 | 1420 | TOP DRIVE / CLOCKWISE |  | 1 09 | ASSUMED 14 CST | NIL | FLOODED SUCTION HEAD 1.5 TO 2M | 4 BAR | AP9 RV EXT BRG PUMP D/C AEF132MZ MTD ON BEDPLATE.
FIRE | FOAM CONCENTRATE | Confidential | M15/898 | GE | AP110 | 1 | 270 | 1420 | TOP DRIVE / CLOCKWISE |  | 1 09 | ASSUMED 14 CST | NIL | FLOODED | 16 BAR | AP11 RV EXT BRG PUMP D/C AEF180MZ MTR MTD ON BEDPLATE
FIRE | FOAM CONCENTRATE ANGUS FP70 | Confidential | M15/932 | GE | AP100 | 1 | 245 | 1420 | TOP DRIVE / CLOCKWISE |  |  | 10 CST AT 20°C | NIL | ASSUMED FLOODED | 10 BARG NORMAL. 12 BARG MAX, 9 BARG MIN | AP10 RV EXT BRG PUMP D/C TE160M MTD ON BEDPLATE
FIRE | FOAM CONCENTRATE | Confidential | M15/939 | OEM | AP115 | 1 | 600 | 2000 | TOP DRIVE / ACW OPTION 1 DRG 24307 |  |  | 12 TO 15 CST | NIL |  | 18 BAR | AP11.5 RV EXT BRG PUMP B/S
FIRE | FOAM CONCENTRATE | Confidential | M15/947 | GE | AP120 | 1 | 418.23 | 1500 |  | AMBIENT |  | ASSUMED 14 CST | NIL | ASSUMED FLOODED | 16.5 BAR 'G' | AP12 RELIEF VALVE EXT'BEARING PUMP D/C TO HYD' MOTOR.
FIRE | FOAM 3% AFFF | Confidential | M15/955 | GE | AP090 | 1 | 163 | 1400 TO 1500 | TOP DRIVE/CLOCKWISE OPTION 'A' DRG 29817 |  |  |  | NIL | ASSUMED FLOODED | 14 BAR G | AP9 RV EXT BRG PUMP D/C TO 700P PELTON WHEEL
FIRE | FOAM FP70 | Confidential | M15/982 | GE | AP090 | 1 | 246 | 1700 | TOP DRIVE / CLOCKWISE | 10°C MIN 30°C MAX | 1 16 | 10 CST AT 20°C | NIL |  | 17 BAR G OPERATING 14.5 BAR G MINIMUM | AP9 EXT BRG PUMP D/C TO TWIN NOZZLE 700P PELTON WHEEL.
FIRE | AFFF - FOAM CONCENTRATE | Confidential | M15/990 | GE | AP050 | 1 | 25 | 1080 | TOPDRIVE ANTI CLOCKWISE |  | 1 07 | 67CST AT 8°C/29 CST AT 20°C | NIL | FLOODED | 7 BAR (5-15 BAR) 16 BAR MAX. | AP5 RELIEF VALVE EXTENDED BEARING PUMP B/SHAFT.
FIRE | FOAM COMPOUND ANGUS FP70 CONCENTRATE | Confidential | M16/001 | GE | AP130 | 2 | 900 | 1450 | TOP DRIVE / CLOCKWISE |  |  | ASSUMED 12 CST | NIL | ASSUMED FLOODED | 16 BAR G | AP13 EXTENDED BEARING PUMP D/C TO 1200 PELTON WHEEL.
FIRE | FOAM - THIXOTROPIC | Confidential | M16/049 | GE | AP115 | 1 | 433 | 1420 | TOP DRIVE / CLOCKWISE | 20°C | 1 16 | 43 CST | NIL | FLOODED | 13 BAR G | AP11.5 RV EXT BRG PUMP
FIRE | THIXOTROPIC FOAM | Confidential | M16/057 | GE | AP090 | 1 | 250 | 1700 |  |  | 1 02 | 2900 CPS STATIC | NIL | ASSUMED FLOODED | 9.5 BAR G | AP9 RV EXT BRG PUMP D/C TO TWIN NOZZLE 700P PELTON WHEEL.
FIRE | FOAM CONCENTRATE | Confidential | M16/058 | GE | AP070 | 1 | 100 | 1800 | TOP DRIVE / CLOCKWISE |  |  | ASSUMED 12/14 CENTISTOKES | NIL | SMALL LIFT | UP TO 1 BAR | AP7 FLG MTD PEDESTAL PUMP D/C TO MOTOVARIO 80 FRAME WITH 90C
FIRE | FOAM CONCENTRATE ALCOSEAL 3-6% | Confidential | M16/070 | GE | AP080 | 2 | 125 | 1420 | TOP DRIVE / CLOCKWISE | 40°C MAX | 1 09 | ASSUMED 14 CST | NIL | FLOODED | 12 BARG | AP8 RV EXT BRG PUMP D/C AEF132MZ MTD ON BEDPLATE
FIRE | FOAM CONCENTRATE | Confidential | M16/075 | OEM | AP115 | 1 | 600 | 2000 | BOTTOM DRIVE / CW OPTION 3 DRG 24307 |  |  | 12 TO 15 CST | NIL |  | 18 BAR | AP11.5 RV EXT BRG PUMP B/S
FIRE | FOAM CONCENTRATE | Confidential | M16/083 | GE | AP080 | 1 | 123 | 1420 | TOP DRIVE / CLOCKWISE OPTION 'A' 29817 |  |  | ASSUMED 10/14 CST | NIL | ASSUMED FLOODED | 13 BAR | AP8 EXT BRG PUMP D/C TO 700P PELTON WHEEL
FIRE | FOAM CONCENTRATE | Confidential | M16/086 | GE | AP130 | 1 | 500 | 1000 | TOP DRIVE / CLOCKWISE |  |  | ASSUMED 14 CST | NIL | FLOODED | 16 BAR | AP13 EXTENDED BEARING PUMP
FIRE | FOAM CONCENTRATE AFFF | Confidential | M16/089 | GE | AP090 | 1 | 265 | 1850 |  | 4 TO 26°C PT 20°C | 1 02 | 500 CST THIXOTROPIC | NIL | FLOODED FROM TANK APPROX 15 FT OF PIPE | 12 BAR | AP9 EXTENDED BEARING PUMP
FIRE | FOAM LIQUID | Confidential | M16/111 | GE | AP100 | 1 | 270 | 1420 | TOP DRIVE / CLOCKWISE |  |  | ASSUMED 14 CST | NIL |  | 14 BAR | AP10 RV EXT BRG PUMP D/C SU-DA160MA MTD ON BEDPLATE
FIRE | FOAM CONCENTRATE | Confidential | M16/142 | GE | AP110 | 1 | 0 |  | TOP DRIVE / CLOCKWISE |  |  |  | NIL |  | 16 TO 20 BAR | AP11 EXTENDED BEARING PUMP BARESHAFT.
FIRE | FOAM CONCENTRATE | Confidential | M16/151 | OEM | AP115 | 1 | 600 | 2000 | TOP DRIVE / ACW OPTION 1 DRG 24307 |  |  | 12 TO 15 CST | NIL |  | 18 BAR | AP11.5 RV EXT BRG PUMP B/S
FIRE | FOAM CONCENTRATE | Confidential | M16/167 | GE | AP040 | 1 | 33.3 | 1720 | TD / CLOCKWISE OPTION A DRG 29817 |  |  | 14 CST ASSUMED | NIL | ASSUMED FLOODED | 11 BARG | AP4 RV EXT BRG PUMP D/C 400P PELTON WHEEL
FIRE | 1% FOAM | Confidential | M16/169 | GE | AP040 | 1 | 27 | 2200 | TOP DRIVE / CLOCKWISE |  |  | 12 CST | NIL | FLOODED | 7 BAR | AP4-2700 FLG MTD EXTENDED BRG PUMP
FIRE | FOAM CONCENTRATE | Confidential | M16/181 | GE | AP080 | 2 | 150 | 1450 | TOP DRIVE / CLOCKWISE |  |  | 12 TO 15 CST | NIL | ASSUMED FLOODED | 1.5 BAR G | AP8 RELIEF VALVE D/C TO BROOK ADF112MZ.
FIRE | FOAM CONCENTRATE | Confidential | M16/191 | GE | AP100 | 1 | 227.3 | 1500 | TOP DRIVE / CLOCKWISE |  |  |  | NIL |  | 200 PSI | AP10 EXTENDED BEARING PUMP
FIRE | FOAM COMPOUND ANGUS FP350 | Confidential | M16/192 | GE | AP070 | 4 | 85 | 1420 | TOP DRIVE / CLOCKWISE |  |  | ASSUMED 14 CST | NIL | ASSUMED FLOODED | 14 BAR G | AP7 RELIEF VALVE EXT BRG PUMP D/C TE112M MOTOR ON B/PLT
FIRE | NON THIXOTROPIC FOAM AFFF | Confidential | M16/211 | GE | AP120 | 1 | 633.33 | 1750 | TOP DRIVE / ANTI-CLOCKWISE | AMBIENT |  | 14 1 CST (13 M PAS ON DATA SHEET) | NIL | 1 BAR A | 16.8 BAR G | AP12 M/SEAL EXTENDED BEARING B/SHAFT PUMP.
FIRE | FOAM CONCENTRATE | Confidential | M16/214 | GE | AP090 | 1 | 150 | 1420 | TOPDRIVE / CLOCKWISE |  |  | 14 CST | NIL | ASSUMED FLOODED | 14.5 BAR G | AP9 RELIEF VALVE EXT BRG PUMP D/C AEF132M MTR ON B/PLATE
FIRE | FOAM CONCENTRATE | Confidential | M16/215 | GE | AP090 | 1 | 209 | 1420 | TOPDRIVE / CLOCKWISE |  |  | 14 CST | NIL | ASSUMED FLOODED | 14.5 BAR G | AP9 RELIEF VALVE EXT BRG PUMP D/C AEF160M MTR ON B/PLATE
FIRE | FOAM CONCENTRATE | Confidential | M16/228 | OEM | AP115 | 1 | 500 | 1850 | TOP DRIVE / ACW OPTION 1 DRG 24307 |  |  | 12 TO 15 CST | NIL |  | 20 BAR | AP11.5 RV EXT BRG PUMP B/S
FIRE | FOAM CONCENTRATE | Confidential | M16/229 | OEM | AP130 | 1 | 680 | 1500 | TOP DRIVE/CW OPTION 2 DRG 24307 |  |  | 10 CST | NIL |  | 17 BAR | AP13 RELIEF VALVE EXTENDED BEARING PUMP
FIRE | FOAM 1% AFFF | Confidential | M16/232 | GE | AP090 | 1 | 217 | 1650 | TD / ANTI-CLOCKWISE OPTION 'D' DRG 29817 |  |  | 15 TO 37 CST | NIL | ASSUMED FLOODED | 10 BARG | AP9 RV EXT BRG PUMP D/C TO 700P PELTON WHEEL
FIRE | FOAM CONCENTRATE | Confidential | M16/262 | OEM | AP120 | 1 | 0 | 1500 | TOP DRIVE / ACW OPTION 1 DRG 24307 | AMBIENT |  | 10-15 C/S | NIL | FLOODED | 18 BAR | AP12 RELIEF VALVE SPECIAL PUMP
FIRE | FOAM CONCENTRATE | Confidential | M16/264 | GE | AP040 | 1 | 18 | 2000 | ANTI-CLOCKWISE |  |  | 12 CST | NIL |  | 7 BARG | AP4-1800 FLG MTD EXTENDED BEARING PUMP
FIRE | FOAM CONCENTRATE | Confidential | M16/267 | GE | AP130 | 1 | 520 | 960 | TOPDRIVE CLOCKWISE |  |  | 14 TO 1000 CPS | NIL |  | 16 BAR | AP13 RELIEF VALVE EXTENDED BEARING PUMP
FIRE | FOAM CONCENTRATE | Confidential | M16/322 | GE | AP040 | 1 | 18 | 1500 | TOPDRIVE CLOCKWISE |  |  |  | NIL |  | 8.5 BAR | AP4 EXT BRG PUMP D/C TO 400P PELTON WHEEL
FIRE | FOAM CONCENTRATE | Confidential | M16/324 | OEM | AP115 | 1 | 500 | 1850 | TOP DRIVE / ACW OPTION 1 DRG 24307 |  |  | 12 TO 15 CST | NIL |  | 20 BAR | AP11.5 RV EXT BRG PUMP B/S
FIRE | 1% AFF FOAM | Confidential | M16/343 | GE | AP070 | 1 | 111 | 1880 | BOT DRIVE / ANTI-CLOCK OPTION 'H' 29817 |  |  | 15-37 CST | NIL | ASSUMED FLOODED | 9 BARG | AP7RV EXT BRG PUMP D/C TO 700P PELTON WHEEL
FIRE | 1% AFF FOAM | Confidential | M16/344 | GE | AP070 | 1 | 98.5 | 1500 | BOT DRIVE / ANTI-CLOCK OPTION 'H' 29817 |  |  | 15-37 CST | NIL | ASSUMED FLOODED | 9 BARG | AP7RV EXT BRG PUMP D/C TO 700P PELTON WHEEL
FIRE | FOAM CONCENTRATE | Confidential | M16/347 | GE | AP090 | 1 | 200 | 1465 | TOP DRIVE / CLOCKWISE |  |  | ASSUMED 14 CST | NIL | ASSUMED FLOODED | 12 BAR | AP9 RELIEF VALVE EXT BRG PUMP D/C TEX132M MTR ON B/PLATE
FIRE | FOAM CONCENTRATE | Confidential | M16/348 | GE | AP090 | 1 | 200 | 1465 | TOP DRIVE / CLOCKWISE |  |  | ASSUMED 14 CST | NIL | ASSUMED FLOODED | 12 BAR | AP9 RELIEF VALVE EXT BRG PUMP D/C TEX132M MTR ON B/PLATE
FIRE | FOAM COMPOUND 1% AFFF | Confidential | M16/355 | GE | AP050 | 1 | 50 | 1750 | BOTTOM DRIVE / CW OPTION 'E' DRG 29817 |  |  | ASSUMED 14 CST | NIL | ASSUMED FLOODED | 8 BAR G | AP5 RV EXT BRG PUMP D/C TO 400P PELTON WHEEL ** AS 15/459 **
FIRE | FOAM CONCENTRATE | Confidential | M16/362 | GE | AP110 | 3 | 0 |  | TOP DRIVE / ANTI-CLOCKWISE |  |  | ASSUMED 12-14 CST | NIL |  | 10 TO 13 BAR | AP11 RELIEF VALVE EXTENDED BEARING PUMP
FIRE | FOAM FP70 | Confidential | M16/366 | GE | AP100 | 1 | 230 | 1420 | TOP DRIVE / CLOCKWISE | 30°C | 1 16 | 10 CST AT 20°C | NIL | ATMOSPHERIC | 18 BAR | AP10 RELIEF VALVE EXT BRG PUMP D/C WADF160L MTR MTD ON B/PLT
FIRE | FOAM CONCENTRATE | Confidential | M16/390 | GE | AP050 | 1 | 40 | 1500 | BOTTOM DRIVE/CLOCKWISE OPTION 'G' 29817 |  |  |  | NIL | ASSUMED FLOODED | 6 TO 7 BARG | AP5 RV EXT BRG PUMP D/C TO 400P PELTON WHEEL
FIRE | FOAM CONCENTRATE | Confidential | M16/392 | GE | AP080 | 2 | 117 | 1420 | TOP DRIVE / CLOCKWISE |  |  | 14 CST | NIL | ASSUMED FLOODED | 12 BAR G | AP8 RV EXT BRG PUMP D/C AEF132MZ MTD ON BEDPLATE
FIRE | FOAM ANGUS ALCOSEAL 3-6 | Confidential | M16/403 | GE | HD050 | 1 | 510 | 1750 |  |  |  |  | NIL | ASSUMED FLOODED | 12 BAR | HD5 RV EXT BRG O/RIGGER PUMP D/C TE180L MTR ON B/PLATE
FIRE | FOAM ANGUS ALCOSEAL 3-6 | Confidential | M16/404 | GE | HD050 | 1 | 510 | 1750 |  |  |  |  | NIL | ASSUMED FLOODED | 12 BAR | HD5 RV EXT BRG O/RIGGER PUMP D/C TE180L MTR ON B/PLATE
FIRE | 1% AFF FOAM | Confidential | M16/461 | GE | AP070 | 1 | 60 | 1500 | BOT DRIVE / ANTI-CLOCK OPTION 'H' 29817 |  |  | 15-37 CST | NIL | ASSUMED FLOODED | 8 TO 10 BARG | AP7RV EXT BRG PUMP D/C TO 700P PELTON WHEEL
FIRE | FOAM CONCENTRATE | Confidential | M16/471 | GE | AP110 | 1 | 0 |  | TOP DRIVE / CLOCKWISE |  |  |  | NIL |  | 16 TO 20 BAR | AP11 EXTENDED BEARING PUMP BARESHAFT.
FIRE | FOAM CONCENTRATE | Confidential | M16/484 | GE | AP060 | 2 | 80 | 1900 | TOP DRIVE CLOCKISE OPTION 'A' DRG 29817 |  |  | ASSUMED 14 CST | NIL | ASSUMED FLOODED | 16 BAR 'G' | AP6 EXT BRG PUMP D/C TO 700P PELTON WHEEL
FIRE | FOAM CONCENTRATE | Confidential | M16/512 | GE | AP130 | 1 | 520 | 1100 | TOP DRIVE / CLOCKWISE |  |  | ASSUMED 14 CST | NIL | ASSUMED FLOODED | 20 BAR | AP13 RELIEF VALVE EXTENDED BEARING PUMP
FIRE | FOAM COMPOUND AFFF 3% | Confidential | M16/515 | GE | AP040 | 3 | 17.32 | 1500 | TOP DRIVE / CLOCKWISE |  |  | ASSUMED 14 CST | NIL | ASSUMED FLOODED | 120 PSI | AP4 EXT BRG PUMP D/C TO 400P PELTON WHEEL
FIRE | FOAM CONCENTRATE | Confidential | M16/525 | GE | AP090 | 1 | 209.12 | 1500 | TOPDRIVE CLOCKWISE |  |  | 14 CST | NIL | ASSUMED FLOODED | UP TO 15 BAR NORMALLY | AP9 RELIEF VALVE EXTENDED BEARING PUMP
FIRE | FOAM CONCENTRATE | Confidential | M16/527 | GE | AP100 | 2 | 230 | 1420 | TOP DRIVE / CLOCKWISE |  |  | ASSUMED 14 CST | NIL | ASSUMED FLOODED | 12 BAR G | AP10 RELIEF VALVE EXTENDED BEARING PUMP
FIRE | FOAM CONCENTRATE | Confidential | M16/535 | GE | AP060 | 1 | 75 | 1800 | TOP DRIVE / CLOCKWISE |  |  | ASSUMED 14 CST | NIL | ASSUMED FLOODED | 18 BAR | AP6 RV EXT BRG PUMP D/C 700P PELTON WHEEL
FIRE | FOAM CONCENTRATE | Confidential | M16/569 | GE | AP070 | 1 | 85 | 1420 | TOP DRIVE / CLOCKWISE |  |  | ASSUMED 14 CST | NIL | ASSUMED FLOODED | 14 BAR | AP7 RV EXT BRG PUMP D/C TO TE112M MOTOR MTD ON B/PLATE
FIRE | FOAM CONCENTRATE | Confidential | M16/636 | OEM | AP115 | 1 | 600 | 2000 | TOP DRIVE / ACW OPTION 1 DRG 24307 |  |  | 12 TO 15 CST | NIL |  | 18 BAR | AP11.5 RV EXT BRG PUMP
FIRE | FOAM COMPOUND FP70 | Confidential | M16/651 | GE | AP080 | 1 | 105 | 1420 | TOP DRIVE / CLOCKWISE | UP TO 40°C |  | ASSUMED 12 CST | NIL | ASSUMED FLOODED | 12 BAR | AP8 EXT BRG PUMP D/C WADF132M MTR MTD ON BEDPLATE
FIRE | FOAM CONCENTRATE | Confidential | M16/671 | GE | AP115 | 1 | 550 | 1800 | TOP DRIVE / ANTI-CLOCKWISE |  |  | ASSUMED 14 CST | NIL | ASSUMED FLOODED | 17 BAR G | AP11.5 RV EXT BRG PUMP
FIRE | FOAM CONCENTRATE | Confidential | M16/674 | GE | AP060 | 1 | 75 | 1800 | TOP DRIVE / CLOCKWISE |  |  | ASSUMED 14 CST | NIL | ASSUMED FLOODED | 18 BAR | AP6 RV EXT BRG PUMP D/C 700P PELTON WHEEL
FIRE | FOAM CONCENTRATE | Confidential | M16/693 | GE | AP090 | 2 | 270 | 2194 | TOP DRIVE / CLOCKWISE |  |  | ASSUMED 12 CST | NIL | ASSUMED FLOODED | 14 BAR | AP9 EXTENDED BEARING PUMP
FIRE | FOAM CONCENTRATE | Confidential | M16/703 | GE | AP130 | 1 | 490 | 960 | TOP DRIVE / CLOCKWISE |  |  | ASSUMED 14 CST | NIL | ASSUMED FLOODED | 20 BAR & 16 BAR (TWO DUTIES) | AP13 RELIEF VALVE EXTENDED BEARING PUMP
FIRE | FOAM ANGUS ALCOSEAL 3-6 | Confidential | M16/704 | GE | HD050 | 1 | 510 | 1750 |  |  |  |  | NIL | ASSUMED FLOODED | 12 BAR | HD5 RV EXT BRG O/RIGGER PUMP D/C TE180L MTR ON B/PLATE
FIRE | FOAM CONCENTRATE | Confidential | M16/710 | GE | AP090 | 1 | 209 | 1500 | TOP DRIVE / CLOCKWISE |  |  |  | NIL |  | 10 BAR | AP9 RELIEF VALVE EXTENDED BEARING PUMP
FIRE | FOAM CONCENTRATE | Confidential | M16/717 | GE | AP090 | 1 | 0 |  | TOP DRIVE / CLOCKWISE |  |  | ASSUMED 14 CST | NIL | ASSUMED FLOODED |  | AP9 RELIEF VALVE EXTENDED BEARING PUMP
FIRE | FOAM CONCENTRATE | Confidential | M16/727 | GE | AP120 | 1 | 454.6 | 1500 | TOPDRIVE CLOCKWISE |  |  |  | NIL |  | 200 PSI | AP12 EXTENDED BEARING PUMP + SPARES
FIRE | FOAM FP350 | Confidential | M16/741 | GE | AP060 | 1 | 66 | 1500 | TOP DRIVE / ACW OPTION 'B' 29817 |  |  |  | NIL |  | 12 BAR | AP6 EXT BRG PUMP D/C TO 700P PELTON WHEEL
FIRE | FOAM FP350 | Confidential | M16/742 | GE | AP090 | 1 | 203 | 1420 | TOP DRIVE / ANTI CLOCKWISE |  |  |  | NIL |  | 13 BAR | AP9 EXT BRG PUMP D/C TE132M MTR ON B/PLATE
FIRE | FOAM CONCENTRATE | Confidential | M16/743 | OEM | AP110 | 1 | 500 | 2250 | BOT DRIVE/ ACW OPTION 4 DRG 24307 |  |  |  | NIL |  | 20 BAR | AP11 RELIEF VALVE EXTENDED BEARING PUMP
FIRE | FOAM CONCENTRATE | Confidential | M16/749 | GE | AP070 | 1 | 109 | 1600 | TOP DRIVE/ CW OPTION 'C' DRG 29817 |  |  |  | NIL | ASSUMED FLOODED | 8.5 BAR | AP7 EXT BRG PUMP D/C TO 700P PELTON WHEEL
FIRE | FOAM CONCENTRATE | Confidential | M16/750 | GE | AP040 | 2 | 21.6 |  | TOP DRIVE/ CW OPTION 'C' DRG 29817 |  |  |  | NIL | ASSUMED FLOODED | 9 BAR | AP4 EXT BRG PUMP D/C TO 400P PELTON WHEEL
FIRE | FOAM CONCENTRATE | Confidential | M16/767 | OEM | AP120 | 1 | 0 | 1950 | BOT DRIVE / ACW OPTION 4 DRG 24307 | AMBIENT |  | 10-15 CST | NIL | FLOODED | 18 BAR | AP12 RELIEF VALVE SPECIAL PUMPS
FIRE | FOAM CONCENTRATE | Confidential | M16/771 | GE | AP070 | 1 | 0 |  | ANTI CLOCKWISE |  |  |  | NIL |  |  | AP7 PUMP FLANGE MOUNTED TO GILKES WATER TURBINE
FIRE | FOAM CONCENTRATE | Confidential | M16/782 | GE | AP120 | 1 | 460 | 1270 | TOP DRIVE / ANTI-CLOCKWISE |  |  | 5 TO 2000 CST | NIL |  | 18 BAR | AP12 EXTENDED BEARING PUMP
FIRE | FOAM 3% | Confidential | M16/797 | GE | AP100 | 4 | 275 | 1754 | TOP DRIVE / CLOCKWISE |  | 1 1 | ASSUMED 12/14 CENTISTOKES | NIL | FLOODED | 12 BAR G | AP10 RELIEF VALVE EXTENDED BEARING PUMP
FIRE | FOAM CONCENTRATE | Confidential | M16/828 | GE | AP115 | 1 | 454.6 | 1500 | TOP DRIVE / CLOCKWISE |  |  | ASSUMED 14 CST | NIL | ASSUMED FLOODED | 100 PSI G | AP11.5 RV EXT BRG PUMP
FIRE | FOAM CONCENTRATE | Confidential | M16/829 | GE | AP070 | 1 | 130 | 2000 | TOP DRIVE/ ACW OPTION 'B' DRG 29817 |  |  |  | NIL | ASSUMED FLOODED | 12 BAR | AP7 EXT BRG PUMP D/C TO 700P PELTON WHEEL
FIRE | FOAM CONCENTRATE | Confidential | M16/871 | GE | AP050 | 1 | 25 | 1080 | TOP DRIVE / ANTI CLOCKWISE |  | 1 07 | 67 CST AT 8°C, 29 CST AT 20°C | NIL | FLOODED | 5 TO 15 BAR (16 BAR MAX) | AP5 EXTENDED BEARING PUMP
FIRE | AFFF - FOAM CONCENTRATE | Confidential | M16/872 | GE | AP110 | 1 | 250 | 1500 | TOP DRIVE / CLOCKWISE |  | 1 07 | 9 3 TO 14 CST | NIL |  | 13 BAR | AP11 RELIEF VALVE EXT BRG M/SEAL PUMP
FIRE | FOAM CONCENTRATE | Confidential | M16/874 | GE | AP100 | 2 | 228 | 1420 | TOP DRIVE / ANTI CLOCKWISE |  |  | ASSUMED 14 CST | NIL |  | 11 BAR | AP10 RELIEF VALVE EXTENDED BEARING PUMP
FIRE | FOAM CONCENTRATE | Confidential | M16/884 | GE | AP130 | 1 | 0 |  | CLOCKWISE |  |  | 125 CST | NIL |  |  | AP13 EXTENDED BEARING PUMP
FIRE | FOAM CONCENTRATE | Confidential | M16/890 | OEM | AP115 | 1 | 600 | 2000 | TOP DRIVE / CW OPTION 2 DRG 24307 |  |  | 12 TO 15 CST | NIL |  | 12 BAR | AP11.5 RV EXT BRG PUMP
FIRE | FOAM CONCENTRATE | Confidential | M16/900 | GE | AP110 | 1 | 300 | 1500 | TOP DRIVE / CLOCKWISE | 40°C |  | 50 CST | NIL | ASSUMED FLOODED | 17 BAR G | AP11 RELIEF VALVE EXTENDED BEARING PUMP
FIRE | FOAM CONCENTRATE | Confidential | M16/907 | GE | AP115 | 1 | 400 | 1500 | TOP DRIVE / CLOCKWISE |  |  |  | NIL | ASSUMED FLOODED | 15 BAR | AP11.5 RELIEF VALVE EXT BRG BARESHAFT PUMP
FIRE | FOAM CONCENTRATE | Confidential | M16/909 | GE | AP110 | 1 | 0 |  | TOP DRIVE / CLOCKWISE |  |  |  | NIL |  | 16 TO 20 BAR | AP11 EXTENDED BEARING PUMP BARESHAFT.
FIRE | FOAM CONCENTRATE | Confidential | M16/961 | GE | AP110 | 1 | 0 |  | TOP DRIVE / CLOCKWISE |  |  |  | NIL |  |  | AP11 RELIEF VALVE EXTENDED BEARING PUMP
FIRE | FOAM CONCENTRATE | Confidential | M16/962 | GE | AP115 | 1 | 0 |  | TOP DRIVE / CLOCKWISE |  |  |  | NIL |  |  | AP11.5 RV EXT BRG PUMP
FIRE | FOAM CONCENTRATE | Confidential | M16/972 | GE | AP050 | 1 | 18 | 1080 | ANTI CLOCKWISE |  | 1 07 |  | NIL | FLOODED | 5-15 BAR G. 16.5 BAR MAX. | AP5 EXTENDED BEARING PUMP
FIRE | FOAM CONCENTRATE | Confidential | M16/975 | GE | HD050 | 3 | 500 | 1500-1600 | TOP DRIVE / CLOCKWISE |  |  | ASSUMED 14 CST | NIL | ASSUMED FLOODED | 20 BAR | HD5 RV EXT BRG PUMP
FIRE | FOAM CONCENTRATE | Confidential | M16/976 | OEM | AP115 | 1 | 600 | 2000 | BOT DRIVE / CW OPTION 3 DRG 24307 |  |  | 100 CST | NIL |  | 20 BAR | AP11.5 RV EXT BRG PUMP
FIRE | FOAM FP350 | Confidential | M16/987 | GE | AP060 | 2 | 66 | 1500 | TOP DRIVE / ACW OPTION 'B' 29817 |  |  |  | NIL |  | 12 BAR | AP6 EXT BRG PUMP D/C TO 700P PELTON WHEEL
FIRE | FOAM CONCENTRATE | Confidential | M16/989 | GE | AP130 | 1 | 500 | 960 | TOP DRIVE / CLOCKWISE |  |  | ASSUMED 14 CST | NIL | ASSUMED FLOODED | 16 BAR | AP13 RELIEF VALVE EXTENDED BEARING PUMP
FIRE | FOAM CONCENTRATE | Confidential | M17/009 | GE | AP115 | 1 | 600 | 1800 + | TOPDRIVE / CLOCKWISE |  |  | 3 2 CST | NIL |  | 18 BAR | AP11.5 RV EXT BRG PUMP & SPARES FOR 9/8494
FIRE | FOAM CONCENTRATE | Confidential | M17/043 | OEM | AP120 | 1 | 0 | 1950 | BOT DRIVE / CW OPTION 3 DRG 24307 | AMBIENT |  | 10-15 CST | NIL | FLOODED | 18 BAR | AP12 RELIEF VALVE SPECIAL PUMP
FIRE | FOAM CONCENTRATE | Confidential | M17/055 | GE | AP090 | 1 | 270 | 2194 | TOP DRIVE / CLOCKWISE |  |  | ASSUMED 12 CST | NIL | ASSUMED FLOODED | 14 BAR | AP9 EXTENDED BEARING PUMP
FIRE | FOAM CONCENTRATE | Confidential | M17/066 | GE | AP110 | 1 | 425 | 2100 MAX. | TOP DRIVE / CLOCKWISE |  |  | ASSUMED 14 CST | NIL | ASSUMED FLOODED | 3 TO 5 BARS | AP11 RELIEF VALVE EXTENDED BEARING PUMP
FIRE | 1% AFF FOAM | Confidential | M17/073 | GE | AP070 | 1 | 95 | 1750 | BOT DRIVE / ANTI-CLOCK OPTION 'H' 29817 |  |  | 15-37 CST | NIL | ASSUMED FLOODED | 10 BARG | AP7RV EXT BRG PUMP D/C TO 700P PELTON WHEEL
FIRE | FOAM CONCENTRATE | Confidential | M17/107 | OEM | AP120 | 1 | 0 | 1950 | BOT DRIVE / CW OPTION 3 DRG 24307 | AMBIENT |  | 10-15 CST | NIL | FLOODED | 18 BAR | AP12 RELIEF VALVE SPECIAL PUMP
FIRE | FOAM CONCENTRATE | Confidential | M17/111 | GE | AP070 | 1 | 87 | 1400 | TOP DRIVE / CLOCKWISE OPTION 'A' 29817 |  |  | ASSUMED 14 CST | NIL | ASSUMED FLOODED | 8 BAR | AP7 EXT BRG PUMP D/C TO 700P PELTON WHEEL
FIRE | FOAM COMPOUND AFFF 3% | Confidential | M17/116 | GE | AP040 | 3 | 17.32 | 1500 | TOP DRIVE / CLOCKWISE |  |  | ASSUMED 14 CST | NIL | ASSUMED FLOODED | 120 PSI | AP4 EXT BRG PUMP D/C TO 400P PELTON WHEEL
FIRE | FOAM CONCENTRATE | Confidential | M17/124 | GE | AP050 | 1 | 18 | 1080 | ANTI CLOCKWISE |  | 1 07 |  | NIL | FLOODED | 5-15 BAR G. 16.5 BAR MAX. | AP5 EXTENDED BEARING PUMP
FIRE | AFFF - FOAM CONCENTRATE | Confidential | M17/153 | GE | AP050 | 1 | 25 | 1080 | TOPDRIVE / ANTI CLOCKWISE |  | 1 07 | 67 CST AT 8°C 29 CST AT 20°C | NIL | FLOODED | 7 BAR (5-15 BAR) 16 BAR MAX. | AP5 RELIEF VALVE EXTENDED BEARING PUMP B/SHAFT.
FIRE | FOAM CONCENTRATE | Confidential | M17/169 | GE | AP120 | 1 | 600 | 1500 | TOP DRIVE / CLOCKWISE |  |  | ASSUMED 12/14 CST | NIL | ASSUMED FLOODED | 19 BAR | AP12 RELIEF VALVE EXTENDED BEARING PUMP
FIRE | FOAM CONCENTRATE | Confidential | M17/170 | GE | AP110 | 1 | 0 |  | TOP DRIVE / ANTI-CLOCKWISE |  |  | ASSUMED 12-14 CST | NIL |  | 10 TO 13 BAR | AP11 RELIEF VALVE EXTENDED BEARING PUMP
FIRE | FOAM CONCENTRATE | Confidential | M17/172 | GE | AP115 | 1 | 433 | 1420 | TOPDRIVE / ANTI-CLOCKWISE |  |  |  | NIL | ASSUMED FLOODED | 20 BAR & 16 BAR (TWO DUTIES) | AP11.5 RV EXT BRG PUMP
FIRE | FOAM CONCENTRATE | Confidential | M17/181 | OEM | AP110 | 1 | 400 | 1800 | BOT DRIVE/ CLOCKWISE OPTION 3 DRG 24307 |  |  |  | NIL |  | 20 BAR | AP11 RELIEF VALVE EXTENDED BEARING PUMP
FIRE | WATER | Confidential | M17/191 | GE | AP080 | 2 | 113.65 | 1500 | TOP DRIVE / CLOCKWISE |  |  |  | NIL | FLOODED | 7 TO 10 BAR | AP8 RV EXTENDED BEARING PUMP
FIRE | FOAM FP350 | Confidential | M17/194 | GE | AP090 | 2 | 203 | 1420 | TOP DRIVE / CLOCKWISE |  |  | ASSUMED 40 CST | NIL | ASSUMED FLOODED | 14 BAR | AP9 RELIEF VALVE EXT BRG PUMP D/C TE132M MOTOR
FIRE | FOAM CONCENTRATE | Confidential | M17/199 | GE | AP110 | 1 | 0 |  | TOP DRIVE / ANTI-CLOCKWISE |  |  | ASSUMED 12-14 CST | NIL |  | 10 TO 13 BAR | AP11 RELIEF VALVE EXTENDED BEARING PUMP
FIRE | FOAM CONCENTRATE | Confidential | M17/211 | GE | HD050 | 1 | 400 | 1400 | BOTTOM DRIVE / CLOCKWISE OPTION G 29817 |  |  | ASSUMED 10 TO 30 CST AT PUMP ENTRY | NIL | ASSUMED FLOODED | 10.5 BAR | HD5 EXT BRG PUMP D/C 700P PELTON WHEEL 3 NOZZLE
FIRE | FOAM CONCENTRATE | Confidential | M17/212 | GE | HD050 | 1 | 437 | 1400 | BOTTOM DRIVE / CLOCKWISE OPTION G 29817 |  |  | ASSUMED 10 TO 30 CST AT PUMP ENTRY | NIL | ASSUMED FLOODED | 7.5 BARG | HD5 EXT BRG PUMP D/C 700P PELTON WHEEL 3 NOZZLE
FIRE | FOAM CONCENTRATE | Confidential | M17/213 | GE | HD050 | 1 | 437 | 1400 | BOT DRIVE /ANTI-CLOCKWISE OPTION F 29817 |  |  | ASSUMED 10 TO 30 CST AT PUMP ENTRY | NIL | ASSUMED FLOODED | 7.5 BARG | HD5 EXT BRG PUMP D/C TRIPLE NOZZLE 700P PELTON WHEEL
FIRE | FOAM CONCENTRATE | Confidential | M17/214 | GE | AP060 | 2 | 71 | 1400 | BOTTOM DRIVE / CLOCKWISE OPTION G 29817 |  |  | 10 TO 30 CST AT PUMP ENTRY | NIL | ASSUMED FLOODED | 9.5 BAR | AP6 EXT BRG PUMP D/C TO 700P PELTON WHEEL
FIRE | FOAM CONCENTRATE | Confidential | M17/218 | GE | AP050 | 1 | 25 | 1080 | TOP DRIVE/ ANTI-CLOCKWISE |  | 1 07 | 67 CST AT 8°C, 29 CST AT 20°C | NIL | FLOODED | 5 TO 15 BAR (16 BAR MAX) | AP5 EXTENDED BEARING PUMP
FIRE | FOAM CONCENTRATE | Confidential | M17/244 | OEM | AP120 | 1 | 0 | 1950 | BOT DRIVE / ACW OPTION 4 DRG 24307 | AMBIENT |  | 10-15 C/S | NIL | FLOODED | 18 BAR | AP12 RELIEF VALVE SPECIAL PUMP
FIRE | FOAM 1% AFFF | Confidential | M17/262 | GE | AP060 | 1 | 40 | 1000 | BOT DRIVE / ANTI-CLOCK OPTION H 29817 |  |  | 15 TO 37 CST | NIL | ASSUMED FLOODED | 10 BARG | AP6 RV EXT BRG PUMP D/C TO 700P PELTON WHEEL
FIRE | FOAM CONCENTRATE | Confidential | M17/264 | GE | AP040 | 2 | 27 | 2200 | TOP DRIVE / CLOCKWISE |  |  | 12 CST | NIL | FLOODED | 7 BAR | AP4-2700 FLG MTD EXTENDED BRG PUMP
FIRE | FOAM CONCENTRATE | Confidential | M17/272 | GE | AP070 | 1 | 125 | 2000 | BOT DRIVE / ANTI CLOCK OPTION 'H' 29817 |  |  | NOT SPECIFIED ASSUMED 14 CST | NIL | ASSUMED FLOODED | 8.5 BAR | AP7 EXT BRG PUMP D/C TO 700P PELTON WHEEL
FIRE | FOAM CONCENTRATE | Confidential | M17/276 | GE | AP130 | 3 | 500 | 960 | TOP DRIVE / CLOCKWISE |  |  | ASSUMED 14 CST | NIL | ASSUMED FLOODED | 16 BAR | AP13 RELIEF VALVE EXTENDED BEARING PUMP
FIRE | FOAM CONCENTRATE | Confidential | M17/316 | GE | AP120 | 1 | 580 | 0.15 | TOP DRIVE / CLOCKWISE |  |  | ASSUMED 12/14 CST | NIL | ASSUMED FLOODED | 16 BAR | AP12 RELIEF VALVE EXTENDED BEARING PUMP
FIRE | FOAM COMPOUND AFFF | Confidential | M17/319 | GE | AP040 | 1 | 9 | 1400 | TOP DRIVE / CLOCKWISE OPTION 'A' 29817 |  |  | ASSUMED 12/14 CST | NIL | ASSUMED FLOODED | 8 BAR | AP4 EXT BRG PUMP D/C TO 400P PELTON WHEEL
FIRE | FOAM CONCENTRATE | Confidential | M17/320 | GE | AP115 | 1 | 500 | 2000 | TOP DRIVE / CLOCKWISE |  |  | 14 CST | NIL | 3M LIFT | 4 BAR G | AP11.5 RELIEF VALVE PUMP
FIRE | FOAM CONCENTRATE | Confidential | M17/328 | GE | AP080 | 1 | 123 | 1420 | TOP DRIVE / CLOCKWISE |  |  |  | NIL |  | 14 BAR | AP8 RELIEF VALVE EXT BRG PUMP D/C TE132M MOTOR ON B/PLT
FIRE | FOAM CONCENTRATE | Confidential | M17/329 | GE | AP060 | 3 | 64 | 1500 |  |  |  | ASSUMED 14 CST | NIL |  | 3.5 BAR | AP6 RELIVE VALVE FLG MTD X GX160 HONDA ENGINE
FIRE | FOAM CONCENTRATE | Confidential | M17/348 | GE | AP115 | 1 | 375 | 1500 | TOP DRIVE / CLOCKWISE |  |  | ASSUMED 14 CST | NIL | ASSUMED FLOODED | 10 BAR | AP11.5 EXT BRG PUMP & SPARES
FIRE | FOAM CONCENTRATE | Confidential | M17/362 | GE | HD050 | 2 | 480 | 1420 TO 1600 | TOP DRIVE / CLOCKWISE |  |  | ASSUMED APPROX 14 CST | NIL | ASSUMED FLOODED | 16 BAR | HD5 RV EXT BRG PUMP
FIRE | FOAM - THIXOTROPIC | Confidential | M17/384 | GE | AP115 | 1 | 433 | 1420 | TOPDRIVE / CLOCKWISE | 20°C | 1 16 | 43 CST | NIL | FLOODED | 13 BAR G | AP11.5 RELEIF VALVE EXT BRG PUMP
FIRE | FOAM 3% AFFF | Confidential | M17/385 | GE | AP115 | 2 | 460 | 1600 | TOP DRIVE / CLOCKWISE |  |  | ASSUMED 14 CST | NIL | ASSUMED FLOODED | 14 BAR G | AP11.5 EXT BRG PUMP D/C 950P PELTON WHEEL
FIRE | FOAM CONCENTRATE | Confidential | M17/399 | GE | AP040 | 2 | 14.4 | 1420 | BOTTOM DRIVE / CLOCKWISE |  |  | ASSUMED 14 CST | NIL | FLOODED | 11.3 BAR G | AP4 RV EXT BRG PUMP D/C AE90S MTR MTD ON BEDPLATE
FIRE | FOAM CONCENTRATE | Confidential | M17/400 | GE | AP060 | 1 | 41.7 | 1420 | TOP DRIVE / ANTI CLOCKWISE | AMBIENT |  | ASSUMED 14 CST | NIL | FLOODED | 11.31 BAR G | AP6 RELIEF VALVE EXTENDED BEARING PUMP
FIRE | FOAM CONCENTRATE | Confidential | M17/407 | GE | AP110 | 1 | 260 | 1250 | TOP DRIVE / CLOCKWISE |  |  | ASSUMED 12/14 CST | NIL |  | 14 BAR | AP11 RELIEF VALVE EXTENDED BEARING PUMP
FIRE | FOAM CONCENTRATE | Confidential | M17/415 | GE | AP090 | 2 | 150 | 1420 | SEE REV 2 TOP DRIVE / CLOCKWISE |  |  | ASSUMED 14 CST | NIL | ASSUMED FLOODED | 16 BAR G | AP9 RELIEF VALVE EXT BRG PUMP D/C ADF180M MOTOR MTD ON B/PLT
FIRE | FOAM AFFF 3% ALCOSEAL | Confidential | M17/435 | GE | AP070 | 2 | 68 | 1420 | TOP DRIVE / CLOCKWISE |  |  | 14 CST | NIL | ASSUMED FLOODED | 3 BAR | AP7 RELIEF VALVE PUMP D/C TE90L MOTOR MTD ON B/PLATE
FIRE | FOAM CONCENTRATE | Confidential | M17/441 | OEM | AP130 | 1 | 750 | 1750 | TOP DRIVE/ACW. OPTION 1. DRG 24307 |  |  | 100 CST | NIL |  | 18 BAR | AP13 RELIEF VALVE EXTENDED BEARING PUMP
FIRE | FOAM LIQUID | Confidential | M17/456 | GE | HD050 | 3 | 0 | 1000 - 1100 | TOP DRIVE / ANTI CLOCKWISE | AMBIENT | 1 | 14 TO 14 CST | NIL | FLOODED | 250 PSIG | HD5/AP/78FLG MTD EXT BRG PUMP
FIRE | FOAM CONCENTRATE | Confidential | M17/467 | GE | AP080 | 1 | 135 | 1600 | TD/CLOCKWISE OPTION 'A' DRG 29817 |  |  | 14 CST | NIL | FLOODED | 12.5 BARG | AP8 EXT BRG PUMP D/C TO 700P PELTON WHEEL
FIRE | FOAM CONCENTRATE | Confidential | M17/468 | GE | AP080 | 1 | 150 | 1420 | TOP DRIVE / CLOCKWISE |  |  | 14 CST | NIL | FLOODED | 2 BARG | AP8 PUMP D/C D100L MOTOR MTD ON B/PLTATE
FIRE | FOAM CONCENTRATE | Confidential | M17/492 | GE | AP130 | 1 | 1000 | 1550 | TOP DRIVE / ANTI-CLOCKWISE |  |  |  | NIL |  | 13 BAR | AP13 RELIEF VALVE EXTENDED BEARING PUMP
FIRE | FOAM CONCENTRATE | Confidential | M17/495 | GE | AP090 | 1 | 200 | 1500 | TOP DRIVE / CLOCKWISE |  |  | ASSUMED 14 CST | NIL | ASSUMED FLOODED | 17 BAR | AP9 RELIEF VALVE EXTENDED BEARING PUMP
FIRE | AFFF - FOAM CONCENTRATE | Confidential | M17/504 | GE | AP110 | 1 | 231.67 | 1250 | TOP DRIVE / CLOCKWISE |  |  |  | NIL |  | 16 BAR | AP11 RELIEF VALVE EXT BRG M/SEAL PUMP
FIRE | FOAM CONCENTRATE | Confidential | M17/531 | OEM | AP110 | 1 | 430 | 1900 | TOP DRIVE/ ACW OPTION 1 DRG 24307 |  |  |  | NIL |  | 20 BAR | AP11 RELIEF VALVE EXTENDED BEARING PUMP
FIRE | FOAM CONCENTRATE | Confidential | M17/537 | GE | AP130 | 1 | 950 | 1600 | TOP DRIVE / CLOCKWISE |  |  | ASSUMED 14 CST | NIL | ASSUMED FLOODED | 17 BAR | AP13 RELIEF VALVE EXTENDED BEARING PUMP
FIRE | FOAM CONCENTRATE | Confidential | M17/541 | GE | AP060 | 2 | 74 | 1800 | TOP DRIVE / CLOCKWISE OPTION 'A' 29817 |  |  | ASSUMED 14 CST | NIL | ASSUMED FLOODED | 9 BAR | AP6 EXT BRG PUMP D/C TO 700P PELTON WHEEL
FIRE | FOAM CONCENTRATE | Confidential | M17/568 | GE | AP050 | 2 | 18 | 1080 | ANTI CLOCKWISE |  | 1 07 |  | NIL | FLOODED | 5-15 BAR G. 16.5 BAR MAX. | AP5 EXTENDED BEARING PUMP
FIRE | FOAM CONCENTRATE | Confidential | M17/578 | GE | AP115 | 1 | 600 | 1950 | TOP DRIVE / ANTI CLOCKWISE |  |  | 12 TO 15 CST | NIL |  | 16 BAR | AP11.5 RELEIF VALVE EXT BRG PUMP
FIRE | 1% AFF FOAM | Confidential | M17/598 | GE | AP070 | 1 | 102 | 1800 | BOT DRIVE / ANTI-CLOCK OPTION 'H' 29817 |  |  | 15-37 CST | NIL | ASSUMED FLOODED | 10 BARG | AP7 RV EXT BRG PUMP D/C TO 700P PELTON WHEEL
FIRE | FOAM 1% AFFF | Confidential | M17/599 | GE | AP060 | 1 | 40 | 1000 | BOT DRIVE / ANTI-CLOCK OPTION H 29817 |  |  | 15 TO 37 CST | NIL | ASSUMED FLOODED | 10 BARG | AP6 RV EXT BRG PUMP D/C TO 700P PELTON WHEEL
FIRE | FOAM CONCENTRATE | Confidential | M17/608 | GE | AP115 | 1 | 450 | 1800 | TOP DRIVE / ANTI CLOCKWISE |  |  | ASSUMED 14 CST | NIL | ASSUMED FLOODED | 16 BAR | AP11.5 RV EXT BRG PUMP
FIRE | FOAM CONCENTRATE | Confidential | M17/614 | GE | HD080 | 1 | 540 | 1420 |  |  |  | ASSUMED 14 CST | NIL | ASSUMED FLOODED | 11 BAR | HD8 EXTENDED BEARING PUMP D/C TE180L MTR MTD ON B/PLT
FIRE | FOAM CONCENTRATE | Confidential | M17/630 | GE | AP110 | 1 | 300 | 1400 | BOTTOM DRIVE / CLOCKWISE |  |  | ASSUMED 14 CST | NIL | ASSUMED FLOODED | 12 BAR | AP11 EXT BRG PUMP D/C 700P PELTON WHEEL.
FIRE | FOAM CONCENTRATE | Confidential | M17/633 | GE | AP110 | 4 | 0 |  | BOTTOM DRIVE / ANTI CLOCKWISE |  |  | 12 TO 15 CST | NIL |  |  | AP11 EXTENDED BEARING PUMP
FIRE | FOAM CONCENTRATE | Confidential | M17/640 | GE | HD050 | 3 | 600 | 1600 | TOP DRIVE / CLOCKWISE |  |  | ASSUMED 14 CST | NIL | ASSUMED FLOODED | 12 BAR | HD5 EXT BRG T2 M/SEAL PUMP D/C 1200P P/WHEEL ON B/PLATE
FIRE | FOAM AFFF 6% | Confidential | M17/672 | GE | AP090 | 2 | 167 | 1420 | 1 - CLOCKWISE 1 - ANTI CLOCKWISE | 20°C NORM 45°C MAX 5°C MIN | 1 03 | 5 15 mPas (5 15 CST) AT 20°C | NIL | ASSUMED FLOODED | 12 BAR G | AP9 T2 M/SEAL PUMP
FIRE | FOAM AFFF 6% | Confidential | M17/673 | GE | HD080 | 2 | 567 | 960 | 1 - CLOCKWISE 1 - ANTI CLOCKWISE | 20°C NORM 45°C MAX 5°C MIN | 1 03 | 5 15 mPas (5 15 CST) AT 20°C | NIL | ASSUMED FLOODED | 16 BAR G | HD8 M/SEAL EXT BRG PUMP D/C DF250SN MOTOR ON B/PLATE
FIRE | 1% AFF FOAM | Confidential | M17/695 | GE | AP070 | 1 | 102 | 1800 | BOT DRIVE / ANTI-CLOCK OPTION 'H' 29817 |  |  | 15-37 CST | NIL | ASSUMED FLOODED | 10 BARG | AP7 RV EXT BRG PUMP (PELTON WHEEL TYPE)
FIRE | FOAM CONCENTRATE | Confidential | M17/734 | GE | HD050 | 1 | 300 | 1000 | TOP DRIVE / CLOCKWISE |  |  | ASSUMED 14 CST | NIL | ASSUMED FLOODED | 16 BAR | HD5 RV EXT BRG PUMP
FIRE | FOAM CONCENTRATE | Confidential | M17/735 | GE | HD080 | 1 | 800 | 1000 | TOP DRIVE / CLOCKWISE |  |  | ASSUMED 14 CST | NIL | ASSUMED FLOODED | 15 BAR | HD8 RELIEF VALVE EXT BRG PUMP
FIRE | FOAM CONCENTRATE | Confidential | M17/756 | GE | AP100 | 1 | 284 | 1800 | TOP DRIVE / CLOCKWISE |  |  |  | NIL |  | 17 BAR | AP10 RELIEF VALVE EXTENDED BEARING PUMP
FIRE | FOAM CONCENTRATE | Confidential | M17/761 | GE | AP070 | 1 | 90 | 1420 | TOP DRIVE / CLOCKWISE |  |  | ASSUMED 14 CST | NIL | ASSUMED FLOODED | 10 PSI | AP7 RELIEF VALVE PUMP D/C ME90S MTD ON STD PLATE
FIRE | FOAM CONCENTRATE | Confidential | M17/767 | GE | AP040 | 1 | 30 | 1750 | TD/CW - OPTION 'A' - DRG 29817 |  |  |  | NIL |  | 12 BAR | AP4 EXT BRG PUMP D/C TO 400P PELTON WHEEL
FIRE | FOAM CONCENTRATE | Confidential | M17/775 | GE | AP115 | 1 | 390 | 1420 | TOP DRIVE / CLOCKWISE |  |  | ASSUMED 14 CST | NIL | ASSUMED FLOODED | 16 BAR | AP11.5 EXT BRG PUMP
FIRE | FOAM CONCENTRATE | Confidential | M17/820 | GE | AP120 | 1 | 350 | 1000 TYPICAL | BOTTOM DRIVE / ANTI-CLOCKWISE |  |  |  | NIL |  | 15 BAR | AP12 RELIEF VALVE EXTENDED BEARING PUMP
FIRE | FOAM CONCENTRATE | Confidential | M17/821 | GE | AP120 | 1 | 350 | 1000 TYPICAL | BOTTOM DRIVE / ANTI-CLOCKWISE |  |  |  | NIL |  | 15 BAR | AP12 RELIEF VALVE EXTENDED BEARING PUMP
FIRE | FOAM CONCENTRATE | Confidential | M17/857 | GE | AP120 | 1 | 460 | 1270 | TOP DRIVE / ANTI-CLOCKWISE |  |  | 5 TO 2000 CST | NIL |  | 18 BAR | AP12 EXTENDED BEARING PUMP
FIRE | 1% AFF FOAM | Confidential | M17/865 | GE | AP070 | 1 | 63 | 1500 | BOT DRIVE / ANTI-CLOCK OPTION 'H' 29817 |  |  | 15-37 CST | NIL | ASSUMED FLOODED | 8 BARG | AP7 RV EXT BRG PUMP D/C TO 700P PELTON WHEEL
FIRE | THIXOTROPIC FOAM | Confidential | M17/872 | GE | HD060 | 1 | 560 | 1700 | TOP DRIVE / CLOCKWISE |  |  | ASSUMED 3000 CST STATIC & 12/14 CST | NIL | NORMALLY FLOODED BUT POSSIBLE LIFT | 6 BAR | HD6 RELIEF VALVE PUMP D/C LISTER LPWS4 ENGINE ON B/PLATE
FIRE | FOAM CONCENTRATE | Confidential | M17/897 | OEM | AP115 | 1 | 600 | 2000 | BOT DRIVE / CW OPTION 3 DRG 24307 |  |  |  | NIL |  | 18 BAR | AP11.5 RV EXT BRG PUMP
FIRE | FOAM AFFF 3 & 6% | Confidential | M17/931 | GE | HD080 | 1 | 1400 | 1600 | TOP DRIVE / ANTI CLOCKWISE |  |  | ASSUMED UP TO 20 CST | NIL |  | 4 BAR | HD8 RELIEF VALVE EXT BRG PUMP
FIRE | FOAM AFFF 3 & 6% | Confidential | M17/932 | GE | HD080 | 7 | 1400 | 1600 | TOP DRIVE / CLOCKWISE |  |  | ASSUMED UP TO 20 CST | NIL |  | 4 BAR | HD8 RELIEF VALVE EXT BRG PUMP
FIRE | FLUOROPROTEIN FOAM | Confidential | M17/934 | GE | AP115 | 2 | 500 | 1700 TO 1800 | TOP DRIVE / CLOCKWISE |  |  | 10 TO 15 CST MIN | NIL |  | 16 BAR | AP11.5 RELEIF VALVE EXT BRG PUMP
FIRE | FOAM CONCENTRATE | Confidential | M17/943 | GE | AP080 | 2 | 200 | 1800 | TOP DRIVE / CLOCKWISE |  |  | ASSUMED 14 CST | NIL | FROM HOLDING TANK | 75 PSI | AP8 RELIEF VALVE FLG MTD PUMP
FIRE | FOAM CONCENTRATE | Confidential | M17/952 | GE | AP090 | 2 | 198 | 1420 | TOP DRIVE / CLOCKWISE |  |  | ASSUMED 15 CST | NIL | ASSUMED FLOODED | 10 BAR | AP9 EXTENDED BEARING PUMP (LIPSEAL)
FIRE | FOAM CONCENTRATE | Confidential | M17/955 | GE | AP090 | 1 | 270 | 2000 | BOT DRIVE / ACW OPTION F & H DRG 29817 |  |  | 12/14 CST | NIL |  | 13 BARG | AP9 EXT BRG PUMP D/C TO TWIN NOZZLE 700P PELTON WHEEL
FIRE | FOAM CONCENTRATE | Confidential | M17/975 | GE | AP110 | 1 | 0 |  | BOTTOM DRIVE / ANTI CLOCKWISE |  |  | 12 TO 15 CST | NIL |  |  | AP11 EXTENDED BEARING PUMP
FIRE | FOAM CONCENTRATE | Confidential | M17/978 | OEM | AP115 | 1 | 600 | 2000 | TOP DRIVE / CW OPTION 2 DRG 24307 |  |  |  | NIL |  | 18 BAR | AP11.5 RV EXT BRG PUMP
FIRE | FOAM CONCENTRATE | Confidential | M17/985 | GE | AP090 | 1 | 213 | 1650 | TOP DRIVE / CW OPTION A & C DRG 29817 |  |  | ASSUMED 14 CST | NIL | ASSUMED FLOODED | 12 BARG | AP9 EXT BRG PUMP D/C TO TWIN NOZZLE 700P PELTON WHEEL
FIRE | FOAM CONCENTRATE | Confidential | M18/012 | GE | AP115 | 2 | 400 | 1420 | TOP DRIVE / CLOCKWISE |  |  | ASSUMED 14 CST | NIL | ASSUMED FLOODED | 12 BAR | AP11.5 RELEIF VALVE EXT BRG PUMP
FIRE | FOAM CONCENTRATE | Confidential | M18/013 | OEM | AP115 | 1 | 500 | 1850 | TOP DRIVE / ACW OPTION 1 DRG 24307 |  |  | 12 TO 15 CST | NIL |  | 20 BAR | AP11.5 RV EXT BRG PUMP
FIRE | FOAM CONCENTRATE | Confidential | M18/014 | OEM | AP115 | 1 | 600 | 2000 | BOT DRIVE / CW OPTION 3 DRG 24307 |  |  |  | NIL |  | 18 BAR | AP11.5 RV EXT BRG PUMP
FIRE | FOAM TRIDOL C 3% | Confidential | M18/026 | GE | AP090 | 1 | 234 | 1700 | TOP DRIVE / CLOCKWISE OPTION 'A' 29817 |  | 1 | 3 CST AT 20°C | NIL | ASSUMED FLOODED | 12 BARG | AP9 EXT BRG PUMP D/C TO TWIN NOZZLE 700P PELTON WHEEL
FIRE | FOAM TRIDOL C 3% | Confidential | M18/027 | GE | HD070 | 1 | 695 | 1300 | TOP DRIVE / CLOCKWISE OPTION 'A' 29817 |  | 1 | 3 CST AT 20°C | NIL | FLOODED | 11 BARG | HD7 EXTENDED BEARING PUMP D/C 1200P PELTON WHEEL
FIRE | FOAM TRIDOL C 3% | Confidential | M18/028 | GE | HD070 | 1 | 695 | 1200 | TOP DRIVE / CLOCKWISE OPTION 'A' 29817 |  | 1 | 3 CST AT 20°C | NIL | FLOODED | 10.5 BARG | HD7 EXTENDED BEARING PUMP D/C 1200P PELTON WHEEL
FIRE | FOAM CONCENTRATE | Confidential | M18/033 | OEM | AP130 | 1 | 1000 | 1600 TO 1700 | BOT DRIVE/CLOCKWISE OPTION 3 DRG 24307 |  |  | 12-15 CST | NIL |  | 18 BAR | AP13 RELIEF VALVE EXTENDED BEARING PUMP
FIRE | FOAM CONCENTRATE | Confidential | M18/059 | GE | AP130 | 1 | 950 | 1475/1500 | TOP DRIVE / CLOCKWISE |  |  | 12 TO 15 CST | NIL |  | 12 bar | AP13 EXTENDED BEARING PUMP
FIRE | FOAM CONCENTRATE | Confidential | M18/062 | GE | AP090 | 1 | 270 | 2194 | TOP DRIVE / CLOCKWISE |  |  | ASSUMED 12 CST | NIL | ASSUMED FLOODED | 14 BAR | AP9 EXTENDED BEARING PUMP
FIRE | FOAM CONCENTRATE | Confidential | M18/065 | OEM | AP130 | 1 | 750 | 1600 | TOP DRIVE/ACW. OPTION 1. DRG 24307 |  |  | 100 CST | NIL |  | 20 BAR | AP13 RELIEF VALVE EXTENDED BEARING PUMP
FIRE | FOAM CONCENTRATE | Confidential | M18/101 | GE | AP050 | 2 | 18 | 1080 | ANTI CLOCKWISE |  | 1 07 |  | NIL | FLOODED | 5-15 BAR G. 16.5 BAR MAX. | AP5 EXTENDED BEARING PUMP
FIRE | FOAM CONCENTRATE | Confidential | M18/107 | GE | AP115 | 4 | 470 | 1400 | TOP DRIVE / CLOCKWISE |  |  | ASSUMED 14 CST | NIL |  | ASSUMED UP TO 50 PSI | AP11.5 RELIEF VALVE PUMP
FIRE | FOAM CONCENTRATE | Confidential | M18/108 | GE | AP090 | 1 | 270 | 2194 | TOP DRIVE / CLOCKWISE |  |  | ASSUMED 12 CST | NIL | ASSUMED FLOODED | 14 BAR | AP9 EXTENDED BEARING PUMP
FIRE | FOAM CONCENTRATE 3% | Confidential | M18/109 | GE | AP080 | 1 | 125 | 1500 | TOP DRIVE/CLOCKWISE OPTION 'A' DRG 29817 |  |  | 12 TO 15 CST | NIL |  | 13.5 BAR | AP8 EXT BRG PUMP D/C TO 700P PELTON WHEEL
FIRE | FOAM CONCENTRATE | Confidential | M18/113 | GE | AP050 | 2 | 6 | 1500 | TOP DRIVE / CLOCKWISE |  |  | 14 CST | NIL | ASSUMED FLOODED | 120 METRES (11.8 BAR) | AP5 EXT BRG PUMP D/C 400P PELTON WHEEL
FIRE | FOAM CONCENTRATE | Confidential | M18/115 | GE | AP050 | 1 | 72 | 2750 | TOP DRIVE / CLOCKWISE |  |  |  | NIL |  | 10 BAR | AP5 RELIEF VALVE EXTENDED BEARING PUMP
FIRE | FOAM TRIDOL C 3% | Confidential | M18/156 | GE | AP090 | 1 | 192 | 1500 | TOP DRIVE / CLOCKWISE OPTION 'A' 29817 |  | 1 | 3 CST AT 20°C | NIL | ASSUMED FLOODED | 9 BARG | AP9 EXT BRG PUMP D/C TO TWIN NOZZLE 700P PELTON WHEEL
FIRE | FOAM CONCENTRATE | Confidential | M18/189 | GE | AP040 | 1 | 27 | 1650 | TOP DRIVE / CLOCKWISE OPTION A 29817 |  |  | ASSUMED 12-14 CST | NIL |  | 7 BAR | AP4 EXT BRG PUMP D/C 400P PELTON WHEEL
FIRE | NON THIXOTROPIC FOAM AFFF | Confidential | M18/203 | GE | AP120 | 1 | 633.33 | 1750 | TOP DRIVE / ANTI-CLOCKWISE | AMBIENT |  | 14 1 CST (13 M PAS ON DATA SHEET) | NIL | 1 BAR A | 16.8 BAR G | AP12 M/SEAL EXTENDED BEARING B/SHAFT PUMP.
FIRE | FOAM CONCENTRATE | Confidential | M18/206 | OEM | AP120 | 1 | 0 | 1600 | TOP DRIVE/ACW OPTION 1 DRG 24307 |  |  | 10 CST | NIL |  | 18 BAR | AP12 RELIEF VALVE EXTENDED BEARING PUMP
FIRE | FOAM CONCENTRATE | Confidential | M18/214 | GE | AP110 | 1 | 425 | 2100 MAX. | TOP DRIVE / CLOCKWISE |  |  | ASSUMED 14 CST | NIL | ASSUMED FLOODED | 3 TO 5 BARS | AP11 RELIEF VALVE EXTENDED BEARING PUMP
FIRE | FOAM CONCENTRATE | Confidential | M18/228 | GE | AP070 | 1 | 75 | 1400 | TOP DRIVE / CLOCKWISE |  |  | 7 CST AT 20°C | NIL | ASSUMED FLOODED | 9 BAR | AP7 EXT BRG PUMP D/C TO 700P PELTON WHEEL
FIRE | FOAM CONCENTRATE | Confidential | M18/233 | GE | AP080 | 1 | 125 | 1420 | TOP DRIVE / CLOCKWISE |  |  | ASSUMED 14 CST | NIL | ASSUMED FLOODED | 16 BAR | AP8 RELIEF VALVE EXT BRG PUMP D/C 254T MOTOR ON B/PLATE
FIRE | FOAM CONCENTRATE | Confidential | M18/255 | GE | AP080 | 1 | 123 | 1420 | TOP DRIVE / CLOCKWISE |  |  | ASSUMED 12/14 CST | NIL | ASSUMED FLOODED | 11 BAR G | AP8 RELIEF VALVE EXT BRG PUMP D/C TE132S MOTOR ON B/PLT
FIRE | FOAM THIXOTROPIC | Confidential | M18/260 | GE | AP080 | 1 | 165 | 1420 | TOP DRIVE / CLOCKWISE |  |  |  | NIL |  | 15 BAR | AP8 RELIEF VALVE EXTENDED BEARING PUMP
FIRE | FOAM CONCENTRATE 1% TRIDOL S | Confidential | M18/290 | GE | AP050 | 2 | 8 | 1200 | TOP DRIVE / CLOCKWISE |  | 1 025 | 10 TO 27 CST AT 20°C | NIL | FLOODED | 6.5 BARG | AP5 EXT BRG PUMP D/C 400P PELTON WHEEL
FIRE | FOAM CONCENTRATE | Confidential | M18/292 | GE | AP120 | 1 | 0 | 1800 MAX | TOP DRIVE / ANTI-CLOCKWISE |  |  | 10 CST AT 20°C | NIL |  | 17 BAR MAX | AP12 RELIEF VALVE EXTENDED BEARING PUMP
FIRE | FOAM CONCENTRATE | Confidential | M18/293 | GE | HD050 | 1 | 540 | 1500 | TOP DRIVE / CLOCKWISE |  |  | ASSUMED 14 CST | NIL | ASSUMED FLOODED | 16 BAR | HD5 EXT BRG PUMP
FIRE | FOAM CONCENTRATE | Confidential | M18/300 | GE | AP115 | 1 | 390 | 1600 | TOPDRIVE / CLOCKWISE |  |  | ASSUMED 14 CST | NIL | ASSUMED FLOODED | 17 BAR G | AP11.5 RELEIF VALVE EXT BRG PUMP
FIRE | FLUOROPROTEIN FOAM 3% & 6% | Confidential | M18/302 | GE | AP115 | 1 | 452 | 1470 2060 MAX | TOP DRIVE / CLOCKWISE |  |  | 14 CST APPROX | NIL |  | 15 BAR APPROX | AP11.5 EXT BRG PUMP
FIRE | FOAM CONCENTRATE | Confidential | M18/304 | GE | AP070 | 1 | 90 | 1750 | TOP DRIVE / CLOCKWISE |  |  |  | NIL | ASSUMED FLOODED | 14.5 BARG | AP7 EXT BRG PUMP D/C TO 700P PELTON WHEEL
FIRE | FOAM CONCENTRATE | Confidential | M18/316 | GE | AP080 | 1 | 100 | 1420 | TOP DRIVE / CLOCKWISE |  |  | ASSUMED 14 CST | NIL | ASSUMED FLOODED | 8 BAR | AP8 RELIEF VALVE EXTENDED BEARING PUMP
FIRE | FOAM CONCENTRATE | Confidential | M18/328 | GE | AP130 | 1 | 750 | 1450 | TOP DRIVE / ANTI-CLOCKWISE | 20°C |  | 100 CST | NIL | FLOODED | 17.8 BAR / 177 METRES | AP13 RELIEF VALVE EXTENDED BEARING PUMP
FIRE | FOAM AFFF 6% | Confidential | M18/368 | GE | AP090 | 1 | 167 | 1420 | TOP DRIVE / CLOCKWISE | 20°C NORM 45°C MAX 5°C MIN | 1 03 | 5 15 mPas (5 15 CST) AT 20°C | NIL | ASSUMED FLOODED | 12 BAR G | AP9 T2 M/SEAL PUMP
FIRE | FOAM CONCENTRATE | Confidential | M18/378 | GE | HD040 | 1 | 360 | 1250 | TOP DRIVE / ANTI-CLOCKWISE |  |  | ASSUMED 14 CST | NIL | ASSUMED FLOODED | 16 BAR G | HD4 RELIEF VALVE PUMP
FIRE | FOAM CONCENTRATE 1% TRIDOL S | Confidential | M18/384 | GE | AP050 | 2 | 8 | 1200 | TOP DRIVE / CLOCKWISE |  | 1 025 | 10 TO 27 CST AT 20°C | NIL | FLOODED | 6.5 BARG | AP5 EXT BRG PUMP D/C 400P PELTON WHEEL
FIRE | FOAM CONCENTRATE | Confidential | M18/397 | GE | AP120 | 2 | 600 | 1500 | TOP DRIVE / CLOCKWISE |  |  | ASSUMED 14 CST | NIL | ASSUMED FLOODED | 16 BAR | AP12 RELIEF VALVE EXTENDED BEARING PUMP
FIRE | FOAM CONCENTRATE | Confidential | M18/406 | GE | AP050 | 1 | 61 | 2500 | BOT DRIVE / CLOCKWISE OPTION 'G' 29817 |  | 1 15-1 17 | 18 CST | NIL | +/- 0 5 METRE | 14 BAR | AP5 EXT BRG PUMP D/C 400P PELTON WHEEL
FIRE | FOAM CONCENTRATE | Confidential | M18/407 | GE | AP050 | 2 | 0 |  | BOT DRIVE / CLOCKWISE OPTION 'G' 29817 |  | 1 15-1 17 | 18 CST | NIL | +/- 0 5 METRE |  | AP5N2 EXT BRG PUMP D/C 400P PELTON WHEEL
FIRE | FOAM CONCENTRATE | Confidential | M18/408 | GE | AP070 | 2 | 71 | 1850 | BOT DRIVE / CLOCKWISE OPTION 'G' 29817 |  | 1 15-1 17 | 18 CST | NIL | +/- 0 5 METRE | 9.34 BAR | AP7N2 EXT BRG PUMP D/C TO 700P PELTON WHEEL
FIRE | FOAM CONCENTRATE | Confidential | M18/444 | GE | AP090 | 1 | 270 | 2000 | BOT DRIVE / ACW OPTION 'M' DRG 32910 |  |  | 12/14 CST | NIL |  | 13 BAR G | AP9 EXT BRG PUMP D/C TO TWIN NOZZLE 700P PELTON WHEEL
FIRE | FOAM CONCENTRATE | Confidential | M18/458 | GE | AP070 | 2 | 42 | 1300 | TOP DRIVE/ANTI CLOCKWISE OPTION D 29817 | 15 TO 25°C |  | 9 TO 15 CST | NIL | ASSUMED FLOODED | 10 BARG | AP7N2 EXT BRG PUMP D/C TO 700P PELTON WHEEL
FIRE | FOAM CONCENTRATE | Confidential | M18/459 | GE | AP090 | 2 | 150 | 1420 | TOP DRIVE / CLOCKWISE | 15 TO 25°C |  | 9 TO 15 CST | NIL | ASSUMED FLOODED | 11 BAR G | AP9 EXTENDED BEARING PUMP
FIRE | FLUOROPROTEIN FOAM 3% & 6% | Confidential | M18/465 | GE | AP115 | 1 | 452 | 1470 2060 MAX | TOP DRIVE / CLOCKWISE |  |  | 14 CST APPROX | NIL |  | 15 BAR APPROX | AP11.5 EXT BRG PUMP
FIRE | FOAM CONCENTRATE | Confidential | M18/474 | GE | AP110 | 1 | 340 | 1420 | TOP DRIVE / CLOCKWISE |  |  | ASSUMED 14 CST | NIL | ASSUMED FLOODED | 7.5 BAR | AP11 RELIEF VALVE EXTENDED BEARING PUMP
FIRE | FOAM CONCENTRATE | Confidential | M18/480 | GE | AP110 | 1 | 0 |  | TOP DRIVE / ANTI-CLOCKWISE |  |  | ASSUMED 12-14 CST | NIL |  | 10 TO 13 BAR | AP11 RELIEF VALVE EXTENDED BEARING PUMP
FIRE | FLUOROPROTEIN FOAM | Confidential | M18/491 | GE | AP115 | 5 | 500 | 1700 TO 1800 | TOP DRIVE / CLOCKWISE |  |  | 10 TO 15 CST MIN | NIL |  | 16 BAR | AP11.5 RELEIF VALVE EXT BRG PUMP
FIRE | FOAM CONCENTRATE | Confidential | M18/515 | GE | AP070 | 1 | 66 | 1700 | TOP DRIVE / CLOCKWISE OPTION 'C' 29817 |  |  | ASSUMED 14 CST | NIL | ASSUMED FLOODED | 12.5 BAR | AP7N2 EXT BRG PUMP D/C TO 700P PELTON WHEEL
FIRE | FOAM CONCENTRATE | Confidential | M18/517 | GE | AP130 | 1 | 890 | 1550 TO 1800 MAX | TOP DRIVE / CLOCKWISE |  |  | ASSUMED 14 CST | NIL | ASSUMED FLOODED | 20 BAR | AP13 RELIEF VALVE EXT BRG PUMP
FIRE | NON THIXOTROPIC FOAM AFFF | Confidential | M18/520 | GE | AP120 | 1 | 633.33 | 1750 | TOP DRIVE / ANTI-CLOCKWISE | AMBIENT |  | 14 1 CST (13 M PAS ON DATA SHEET) | NIL | 1 BAR A | 16.8 BAR G | AP12 M/SEAL EXTENDED BEARING B/SHAFT PUMP.
FIRE | FOAM CONCENTRATE | Confidential | M18/526 | GE | AP090 | 1 | 240 | 1850 | BOTTOM DRIVE/ CLOCKWISE OPTION 'L' 32910 |  |  | ASSUMED 14 CST | NIL | ASSUMED FLOODED | 12 BAR | AP9 EXT BRG PUMP D/C TO TWIN NOZZLE 700P PELTON WHEEL
FIRE | FOAM CONCENTRATE | Confidential | M18/527 | GE | AP115 | 1 | 360 | 1450 | TOP DRIVE/ANTI CLOCKWISE OPTION K 32910 |  |  | ASSUMED 14 CST | NIL | ASSUMED FLOODED | 12 BAR | AP11.5 EXT BRG PUMP D/C 700P PELTON WHEEL
FIRE | FOAM-THIXOTROPIC | Confidential | M18/536 | GE | HD080 | 3 | 1058 | 1120 | TOP DRIVE / CLOCKWISE |  |  | 200 CPS AT REST | NIL | FLOODED | 12 BAR | AP13 EXTENDED BEARING PUMP D/C TE250S MOTOR
FIRE | FOAM CONCENTRATE | Confidential | M18/592 | GE | AP090 | 1 | 200 | 1500 | TOP DRIVE / CLOCKWISE |  |  | ASSUMED 14 CST | NIL | ASSUMED FLOODED | 17 BAR | AP9 RELIEF VALVE EXTENDED BEARING PUMP
FIRE | ANGUS TRIDOL 'S' 6% AFFF EXTRA LOW TEMP | Confidential | M18/594 | GE | AP090 | 2 | 200 | 1420 | TOP DRIVE / ANTI-CLOCKWISE | MINUS 10 TO +50°C | 1 06 | 4 TO 6 CST AT 20°C | NIL | ASSUMED FLOODED | 13.5 BAR G | AP9 RV EB T2 M/S X 160M X BEDPLATE
FIRE | ANGUS TRIDOL 'S' 6% AFFF EXTRA LOW TEMP | Confidential | M18/595 | GE | HD050 | 2 | 416 | 1420 | TOP DRIVE / ANTI-CLOCKWISE | MINUS 10 TO +50°C | 1 06 | 4 TO 6 CST AT 20°C | NIL | ASSUMED FLOODED | 13.5 BAR G | HD5 RV EB T2 M/S X 180L X BEDPLATE
FIRE | FOAM CONCENTRATE | Confidential | M18/607 | GE | AP120 | 1 | 600 | 1500 | TOP DRIVE / ANTI-CLOCKWISE |  |  | ASSUMED 12/14 CST | NIL | ASSUMED FLOODED | 19 BAR | AP12 RELIEF VALVE EXTENDED BEARING PUMP
FIRE | FOAM CONCENTRATE | Confidential | M18/617 | GE | HD040 | 2 | 367 | 1420 | TOP DRIVE / CLOCKWISE | 5 TO 54°C |  | 14 CST | NIL | 0 2 BAR G | 15 BAR G DIFFERENTIAL | HD4 RELIEF VALVE EXT BRG PUMP D/C ANGA-180LD MOTOR
FIRE | 1% AFF FOAM | Confidential | M18/639 | GE | AP115 | 2 | 388 | 1420 | TOP DRIVE / CLOCKWISE | MINUS 20 TO 20°C |  | 159 TO 11 CST | NIL | FLOODED | 13.56 BARG | AP11.5 EXT BRG PUMP X 180M MTR X BEDPLATE
FIRE | 1% AFF FOAM | Confidential | M18/640 | GE | AP115 | 2 | 388 | 1420 | TOP DRIVE / ANTI-CLOCKWISE | MINUS 20 TO 20°C |  | 159 TO 11 CST | NIL | FLOODED | 13.56 BARG | AP11.5 EXT BRG PUMP X 180M MTR X BEDPLATE
FIRE | FOAM TRICOL S 1% | Confidential | M18/653 | GE | AP050 | 3 | 18 | 1300 | TOP DRIVE / CLOCKWISE |  | 1 025 | 10 TO 27 CST AT 20°C | NIL | FLOODED | 10.5 BARG | AP5 EXT BRG PUMP D/C 400P PELTON WHEEL
FIRE | FOAM CONCENTRATE | Confidential | M18/654 | GE | AP070 | 1 | 86.67 | 1420 | TOP DRIVE / CLOCKWISE |  |  | ASSUMED 14 CST | NIL | ASSUMED FLOODED | 8 BAR | AP7 EXTENDED BEARING PUMP
FIRE | FOAM CONCENTRATE | Confidential | M18/656 | GE | AP130 | 1 | 600 | 1150 | TOP DRIVE / CLOCKWISE |  |  | ASSUMED 14 CST | NIL | FLOODED | 16 BAR | AP13 RELIEF VALVE EXTENDED BEARING PUMP
FIRE | AFFF - FOAM CONCENTRATE | Confidential | M18/657 | GE | AP110 | 4 | 322 | 1450 | TOP DRIVE / CLOCKWISE | 20 TO 30°C | 1 06 | 62 CST AT MINUS 10°C 20 CST AT 20°C | NIL | 1 4 BAR ABS | 15 BAR G | AP11 RELIEF VALVE EXTENDED BEARING PUMP
FIRE | FOAM CONCENTRATE | Confidential | M18/667 | GE | AP050 | 1 | 18 | 1500 | TOP DRIVE / ANTI-CLOCK OPTION 'D' 29817 |  |  |  | NIL | FLOODED | 4 BAR | AP5 EXT BRG PUMP D/C 400P PELTON WHEEL
FIRE | FOAM CONCENTRATE | Confidential | M18/678 | GE | HD050 | 1 | 510 | 1760 | TOP DRIVE / CLOCKWISE |  |  | ASSUMED 14 CST | NIL | ASSUMED FLOODED | 12 BAR | HD5 RV EXT BRG O/RIGGER PUMP D/C TE180L MTR ON B/PLATE
FIRE | FOAM CONCENTRATE | Confidential | M18/679 | GE | HD050 | 1 | 510 | 1760 | TOP DRIVE / CLOCKWISE |  |  | ASSUMED 14 CST | NIL | ASSUMED FLOODED | 12 BAR | HD5 RV EXT BRG O/RIGGER PUMP D/C TE180L MTR ON B/PLATE
FIRE | FOAM CONCENTRATE | Confidential | M18/680 | OEM | AP120 | 1 | 0 | 1500 | TOP DRIVE / ACW OPTION 1 DRG 24307 | AMBIENT |  | 10-15 C/S | NIL | FLOODED | 18 BAR | AP12 RELIEF VALVE SPECIAL PUMP
FIRE | FOAM - AFFF CONCENTRATE | Confidential | M18/695 | GE | AP115 | 1 | 460 | 1760 | TOP DRIVE / CLOCKWISE |  |  | 2750 CPS AT REST | NIL | ASSUMED FLOODED | 17 BAR G | AP11.5 EXT BRG PUMP (LIPSEAL)
FIRE | FOAM ANGUS FP70 FP | Confidential | M18/697 | GE | AP090 | 1 | 208 | 1500 | TOP DRIVE / CLOCKWISE |  | 1 15/1 17 | 8 TO 11 CST AT 20°C | NIL | FLOODED | 9 BAR G | AP9 EXT BRG PUMP D/C TO TWIN NOZZLE 700P PELTON WHEEL
FIRE | FOAM ANGUS FP70 FP | Confidential | M18/698 | GE | AP090 | 1 | 158 | 1200 | TOP DRIVE / CLOCKWISE |  | 1 15/1 17 | 8 TO 11 CST AT 20°C | NIL | FLOODED | 9 BAR G | AP9 EXT BRG PUMP D/C TO 700P PELTON WHEEL
FIRE | FOAM ANGUS FP70 FP | Confidential | M18/699 | GE | AP090 | 1 | 273 | 1900 | TOP DRIVE / CLOCKWISE |  | 1 15/1 17 | 8 TO 11 CST AT 20°C | NIL | FLOODED | 9 BAR G | AP9 EXT BRG PUMP D/C TO TWIN NOZZLE 700P PELTON WHEEL
FIRE | FOAM CONCENTRATE | Confidential | M18/710 | GE | AP070 | 1 | 90 | 1420 | TOP DRIVE / CLOCKWISE |  |  | ASSUMED 14 CST | NIL | ASSUMED FLOODED | 10 BAR | AP7 EXTENDED BEARING PUMP D/C TE100L MOTOR ON B/PLT
FIRE | FOAM CONCENTRATE | Confidential | M18/711 | GE | AP090 | 1 | 240 | 1850 | BOTTOM DRIVE/ CLOCKWISE OPTION 'L' 32910 |  |  | ASSUMED 14 CST | NIL | ASSUMED FLOODED | 12 BAR | AP9 EXT BRG PUMP D/C TO TWIN NOZZLE 700P PELTON WHEEL
FIRE | FOAM CONCENTRATE | Confidential | M18/712 | GE | AP115 | 1 | 360 | 1450 | TOP DRIVE/ANTI CLOCKWISE OPTION K 32910 |  |  | ASSUMED 14 CST | NIL | ASSUMED FLOODED | 12 BAR | AP11.5 EXT BRG PUMP D/C 700P PELTON WHEEL
FIRE | FOAM CONCENTRATE | Confidential | M18/713 | GE | AP090 | 2 | 270 | 2000 | BOTTOM DRIVE/ CLOCKWISE OPTION 'L' 32910 |  |  | ASSUMED 14 CST | NIL | ASSUMED FLOODED | 12 BAR | AP9 EXT BRG PUMP D/C TO TWIN NOZZLE 700P PELTON WHEEL
FIRE | FOAM CONCENTRATE | Confidential | M18/718 | GE | AP050 | 4 | 30 | 1420 | TOP DRIVE / ANTI-CLOCKWISE |  |  | ASSUMED 14 CST | NIL | ASSUMED FLOODED | 10 BAR G | AP5 RELIEF VALVE EXTENDED BEARING PUMP
FIRE | FOAM CONCENTRATE | Confidential | M18/719 | GE | AP090 | 2 | 150 | 1420 | TOP DRIVE/CW (A). TOP DRIVE/ACW (B). |  |  | ASSUMED 14 CST | NIL | ASSUMED FLOODED | 10 BAR G | AP9 RELIEF VALVE EXT BRG PUMP D/C DNGW-132MB-04A X BEDPLATE
FIRE | FOAM CONCENTRATE | Confidential | M18/722 | GE | HD080 | 2 | 1000 | 1550-1800 MAX. | TOP DRIVE / CLOCKWISE |  |  | ASSUMED 14 CST | NIL | ASSUMED FLOODED | 18 BAR | HD8 RELIEF VALVE EXT BRG PUMP
FIRE | FOAM CONCENTRATE | Confidential | M18/736 | GE | HD050 | 3 | 536.83 | 1760 |  |  |  | ASSUMED 14 CST | NIL | ASSUMED FLOODED | 12 BAR G | HD5 RV EXT BRG O/RIGGER PUMP D/C TE180L MTR ON B/PLATE
FIRE | FOAM CONCENTRATE | Confidential | M18/744 | GE | AP115 | 1 | 405 | 1550 | BOTTOM DRIVE / ANTI CLOCKWISE |  |  | 6 5 CST & 15 CST | NIL | ASSUMED FLOODED | (a) 10 BAR (b) 11 BAR | AP11.5 EXT BRG PUMP D/C TRIPLE NOZZLE 700P PELTON WHEEL
FIRE | FOAM CONCENTRATE | Confidential | M18/748 | GE | AP110 | 8 | 360 | 1700 | TOP DRIVE / CLOCKWISE |  |  | ASSUMED 14 CST | NIL | ASSUMED FLOODED | 16 BAR | AP11 RELIEF VALVE EXTENDED BEARING PUMP
FIRE | FOAM CONCENTRATE | Confidential | M18/760 | GE | AP115 | 3 | 600 | 1950 | TOP DRIVE / ANTI CLOCKWISE |  |  | 12 TO 15 CST | NIL |  | 16 BAR | AP11.5 RELEIF VALVE EXT BRG PUMP
FIRE | FOAM CONCENTRATE | Confidential | M18/761 | GE | AP130 | 1 | 700 | 1350 | TOP DRIVE / ANTI-CLOCKWISE |  |  | 5 TO 2000 CST | NIL |  | 18 BAR | AP13 RELIEF VALVE EXT BRG PUMP (METRIC SHAFT END)
FIRE | FOAM CONCENTRATE | Confidential | M18/777 | GE | AP130 | 1 | 0 | 900 TO 1150 | TOP DRIVE / CLOCKWISE |  |  | ASSUMED 14 CST | NIL | ASSUMED FLOODED | 16 BAR . | AP13 RELIEF VALVE EXTENDED BEARING PUMP
FIRE | FOAM CONCENTRATE | Confidential | M18/789 | GE | HD050 | 2 | 500 | 1420 | TOP DRIVE / CLOCKWISE |  |  | ASSUMED 14 CST | NIL | ASSUMED FLOODED | 11.5 BAR | HD5 RELEIF VALVE EXT BRG PUMP D/C TE180L MTR ON B/PLATE
FIRE | FOAM CONCENTRATE | Confidential | M18/810 | OEM | AP130 | 6 | 750 | 1750 | TOP DRIVE/ACW. OPTION 1. DRG 24307 |  |  | 100 CST | NIL |  | 18 BAR | AP13 RELIEF VALVE EXTENDED BEARING PUMP
FIRE | FOAM CONCENTRATE | Confidential | M18/826 | GE | HD050 | 1 | 0 | 1500 | TOP DRIVE / CLOCKWISE |  |  | ASSUMED 14 CST | NIL | ASSUMED FLOODED | 16 & 20 BAR | HD5 EXT BRG PUMP
FIRE | FOAM COMPOUND MOUSSOL-APS 3/3 | Confidential | M18/866 | GE | HD080 | 1 | 1320 | 1600 | TOP DRIVE / CLOCKWISE | MINUS 10 TO +35°C |  | ASSUMED 2200 CPS INITIAL 14 CPS THRO | NIL | FLOODED | 14 BAR G | HD8 RELIEF VALVE EXT BRG PUMP
FIRE | FOAM CONCENTRATE | Confidential | M18/880 | GE | AP120 | 2 | 460 | 1270 | TOP DRIVE / ANTI-CLOCKWISE |  |  | 5 TO 2000 CST | NIL |  | 18 BAR | AP12 EXTENDED BEARING PUMP
FIRE | FOAM AFFF 3% | Confidential | M18/887 | GE | AP050 | 2 | 30 | 1600 | TOP DRIVE / ANTI CLOCKWISE |  |  | 60 CST AT 0°C | NIL | ASSUMED FLOODED | 10 BAR | AP5 EXT BRG PUMP D/C 400P PELTON WHEEL
FIRE | FOAM CONCENTRATE | Confidential | M18/898 | GE | AP090 | 2 | 203 | 1600 | TOP DRIVE / CLOCKWISE | 0 TO 20°C | 1 12 | 15 TO 6 5 CST | NIL | ASSUMED FLOODED | 12 TO 14 BAR | AP9 EXT BRG PUMP TO 700P P/WHEEL - SINGLE NOZZLE
FIRE | FOAM CONCENTRATE ALCOSEAL 3-3 | Confidential | M18/899 | GE | AP050 | 1 | 27 | 1420 | TOP DRIVE / CLOCKWISE | 20°C MAX |  | ASSUMED 2000 CST STATIC & 14 CST THRO' | NIL | FLOODED NPSHR 6M | 2 BARG . | AP5N2 RELIEF VALVE EXT BRG PUMP D/C 90L MOTOR ON B/PLT
FIRE | FOAM CONCENTRATE ALCOSEAL 3-3 | Confidential | M18/900 | GE | AP080 | 1 | 130 | 1420 | TOP DRIVE / CLOCKWISE |  |  | ASSUMED 2,000 CST STATIC & 14 CST THRO' | NIL | FLOODED NPSHR 6M | 13 BARG | AP8 RV EXT BRG PUMP D/C 132M MTD ON BEDPLATE
FIRE | FOAM CONCENTRATE | Confidential | M18/915 | GE | AP040 | 1 | 18 | 1100 | TOP DRIVE / ANTI CLOCKWISE |  |  | 12 TO 15 CST | NIL |  | 8.5 BAR | AP4 EXTENDED BEARING PUMP D/C 400P P/WHEEL MTD ON B/PLT
FIRE | FOAM FP70 | Confidential | M19/010 | GE | AP050 | 16 | 55 | 2150 | TOP DRIVE / CLOCKWISE |  | 1 17 | 14 CST ASSUMED | NIL | FLOODED | 12 BARG | AP5 EXT BRG PUMP D/C 400P PELTON WHEEL
FIRE | FOAM CONCENTRATE | Confidential | M19/037 | GE | AP115 | 1 | 400 | 1500 | TOP DRIVE / CLOCKWISE |  |  |  | NIL | ASSUMED FLOODED | 15 BAR | AP11.5 RELIEF VALVE EXT BRG BARESHAFT PUMP
FIRE | FOAM CONCENTRATE | Confidential | M19/042 | GE | AP115 | 1 | 433 | 1420 | TOPDRIVE / ANTI-CLOCKWISE |  |  |  | NIL | ASSUMED FLOODED | 20 BAR & 16 BAR (TWO DUTIES) | AP11.5 RV EXT BRG PUMP
FIRE | FOAM CONCENTRATE | Confidential | M19/051 | OEM | AP110 | 1 | 400 | 1550 | TOP DRIVE/ ACW OPTION 1 DRG 24307 |  |  |  | NIL |  | 14 BAR | AP11 RELIEF VALVE EXT BRG EXT BEARING
FIRE | FOAM CONCENTRATE | Confidential | M19/057 | OEM | AP120 | 12 | 810 | 2000 | BOT DRIVE/ANTI-CLOCK OPTION 4 DRG 24307 | AMBIENT |  | 20 CST | NIL | FLOODED | 18 BAR | AP12 RELIEF VALVE SPECIAL PUMP
FIRE | FOAM CONCENTRATE | Confidential | M19/066 | GE | AP080 | 1 | 82 | 1440 | TOP DRIVE / ANTI-CLOCKWISE |  |  |  | NIL |  | 16 BAR | AP8 EXTENDED BEARING PUMP
FIRE | FOAM CONCENTRATE | Confidential | M19/067 | GE | AP080 | 2 | 120 | 1720 | TOP DRIVE / CLOCKWISE |  |  | 1600 CST AT REST (THIXOTROPIC) | NIL | FLOODED | 10.5 BAR | AP8 EXT BRG PUMP D/C WEG TE132S MOTOR ON B/PLATE
FIRE | FOAM FP570 | Confidential | M19/070 | GE | AP080 | 1 | 150 | 1600 | BOT DRIVE/CLOCKWISE OPTION 'E' DRG 29817 |  | 1 11 | 5 TO 9 CST | NIL |  | 12 BARG | AP8 EXT BRG PUMP D/C 700P PELTON WHEEL - SINGLE NOZZLE
FIRE | FLUOROPROTEIN FOAM | Confidential | M19/114 | GE | AP115 | 5 | 500 | 1700 TO 1800 | TOP DRIVE / CLOCKWISE |  |  | 10 TO 15 CST MIN | NIL |  | 16 BAR | AP11.5 RELEIF VALVE EXT BRG PUMP
FIRE | FOAM CONCENTRATE | Confidential | M19/119 | GE | AP130 | 2 | 0 |  | TOP DRIVE / CLOCKWISE |  |  | ASSUMED 14 CST | NIL | ASSUMED FLOODED | 16 BAR | AP13 RELIEF VALVE EXTENDED BEARING PUMP
FIRE | FOAM CONCENTRATE | Confidential | M19/136 | GE | AP130 | 1 | 490 | 960 | TOP DRIVE / CLOCKWISE |  |  | ASSUMED 14 CST | NIL | ASSUMED FLOODED | 20 BAR & 16 BAR (TWO DUTIES) | AP13 RELIEF VALVE EXTENDED BEARING PUMP
FIRE | FOAM CONCENTRATE | Confidential | M19/147 | GE | HD050 | 2 | 0 | 1500 | TOP DRIVE / CLOCKWISE |  |  | ASSUMED 14 CST | NIL | ASSUMED FLOODED | 16 & 20 BAR | HD5 EXT BRG PUMP
FIRE | FOAM CONCENTRATE PETROSEAL 3% | Confidential | M19/148 | GE | AP080 | 1 | 130 | 1420 | TOP DRIVE / CLOCKWISE |  | 1 16 | 30 CST AT 20°C | NIL | FLOODED NPSHR 6M | 13 BARG | AP8 RV EXT BRG PUMP D/C 132M MTD ON BEDPLATE
FIRE | FOAM CONCENTRATE PETROSEAL 3% | Confidential | M19/149 | GE | AP050 | 1 | 25 | 1420 | TOP DRIVE / CLOCKWISE | 20°C MAX | 1 16 | 30 CST AT 20°C | NIL | FLOODED NPSHR 6M | 2 BARG . | AP5N2 RELIEF VALVE EXT BRG PUMP D/C 90S MOTOR ON B/PLT
FIRE | FOAM CONCENTRATE PETROSEAL 3% | Confidential | M19/150 | GE | AP090 | 1 | 220 | 1420 | TOP DRIVE / CLOCKWISE |  | 1 16 | 30 CST AT 20°C | NIL | FLOODED NPSHR 6M | 13 BARG | AP9 RELIEF VALVE EXT BRG PUMP D/C 180M MOTOR
FIRE | FOAM CONCENTRATE PETROSEAL 3% | Confidential | M19/151 | GE | AP050 | 1 | 25 | 1420 | TOP DRIVE / CLOCKWISE | 20°C MAX | 1 16 | 30 CST AT 20°C | NIL | FLOODED NPSHR 6M | 2 BARG . | AP5N2 RELIEF VALVE EXT BRG PUMP D/C 90S MOTOR ON B/PLT
FIRE | FOAM CONCENTRATE | Confidential | M19/159 | GE | AP120 | 1 | 460 | 1270 | TOP DRIVE / ANTI-CLOCKWISE |  |  | 5 TO 2000 CST | NIL |  | 18 BAR | AP12 EXTENDED BEARING PUMP
FIRE | FOAM CONCENTRATE | Confidential | M19/183 | GE | AP110 | 1 | 360 | 1700 | TOP DRIVE / CLOCKWISE |  |  | ASSUMED 14 CST | NIL | ASSUMED FLOODED | 16 BAR | AP11 RELIEF VALVE EXTENDED BEARING PUMP
FIRE | FOAM CONCENTRATE ANGUS ALCOSEAL | Confidential | M19/196 | OEM | AP115 | 1 | 530 | 1800 | TOP DRIVE / CLOCKWISE OPTION 2 DRG 24307 | AMBIENT |  | 10 CST | NIL | FLOODED | 16 BAR | AP11.5 RELIEF VALVE PUMP
FIRE | FOAM NATIONAL FOAM UG AR-AFFF 3% | Confidential | M19/197 | GE | AP070 | 4 | 90 | 2200 | BOT DRIVE/ ANTI CLOCK OPTION 'H' 29817 |  |  | ASSUMED 14 CST | NIL | ASSUMED FLOODED | 13 BAR | AP7 RV EXT BRG PUMP TO 700P PELTON WHEEL - SINGLE NOZZLE
FIRE | FOAM NATIONAL FOAM UG AR-AFFF 3% | Confidential | M19/198 | GE | AP080 | 2 | 116 | 1500 | BOT DRIVE/ ANTI CLOCK OPTION 'H' 29817 |  |  | ASSUMED 14 CST | NIL | FLOODED | 11 BAR | AP8 RV EXT BRG PUMP D/C 700P PELTON WHEEL - SINGLE NOZZLE
FIRE | FOAM CONCENTRATE | Confidential | M19/199 | GE | AP130 | 1 | 750 | 1450 | TOP DRIVE / ANTI-CLOCKWISE | 20°C |  | 100 CST | NIL | FLOODED | 17.8 BAR / 177 METRES | AP13 RELIEF VALVE EXTENDED BEARING PUMP
FIRE | 1% LOW FREEZE AFFF | Confidential | M19/221 | GE | AP050 | 2 | 21 | 1500 | TOP DRIVE / CLOCKWISE OPTION 'A' 29817 |  |  | ASSUMED 14 CST | NIL | FLOODED | 13 BAR | AP5N2 EXT BRG PUMP D/C 400P PELTON WHEEL
FIRE | FOAM CONCENTRATE | Confidential | M19/246 | GE | AP115 | 1 | 390 | 1420 | TOP DRIVE / CLOCKWISE |  |  | ASSUMED 14 CST | NIL | ASSUMED FLOODED | 16 BAR | AP11.5 RELEIF VALVE LIPSEAL EXT BRG PUMP
FIRE | FOAM CONCENTRATE | Confidential | M19/265 | GE | HD050 | 1 | 400 | 1230 | TOP DRIVE / CLOCKWISE |  |  | ASSUMED 14 CST | NIL | ASSUMED FLOODED | 14 BAR | HD5 EXT BRG PUMP
FIRE | FOAM CONCENTRATE | Confidential | M19/266 | GE | HD050 | 1 | 600 | 1650 | TOP DRIVE / CLOCKWISE |  |  | ASSUMED 14 CST | NIL | ASSUMED FLOODED | 16 BAR | HD5 EXT BRG PUMP
FIRE | FOAM CONCENTRATE | Confidential | M19/271 | GE | AP080 | 10 | 120 | 1400 | BOTTOM DRIVE/ANTI-CLOCKWISE 'H' 29817 |  |  | 14 CST | NIL | ASSUMED FLOODED | 13 BAR G | AP8 EXT BRG PUMP D/C 700P PELTON WHEEL - SINGLE NOZZLE
FIRE | FOAM CONCENTRATE | Confidential | M19/272 | GE | AP090 | 4 | 150 | 1300/1400 | TOP DRIVE / CLOCKWISE 'A' 29817 |  |  | APPROX 14 CST | NIL | FLOODED | 13 BAR G | AP9 EXT BRG PUMP TO 700P P/WHEEL - SINGLE NOZZLE
FIRE | FOAM CONCENTRATE | Confidential | M19/277 | GE | AP090 | 1 | 150 | 1300/1400 | TOP DRIVE / CLOCKWISE 'A' 29817 |  |  | APPROX 14 CST | NIL | FLOODED | 13 BAR G | AP9 EXT BRG PUMP TO 700P P/WHEEL - SINGLE NOZZLE
FIRE | FOAM CONCENTRATE | Confidential | M19/280 | OEM | AP110 | 1 | 430 | 1900 | TOP DRIVE/ ACW OPTION 1 DRG 24307 |  |  |  | NIL |  | 20 BAR | AP11 RELIEF VALVE EXTENDED BEARING PUMP
FIRE | FOAM CONCENTRATE | Confidential | M19/293 | GE | AP050 | 1 | 30 | 1400 | BOT DRIVE / ACW OPTION 'H' DRG 29817 |  |  | ASSUMED 12-14 CST | NIL | ASSUMED FLOODED | 13 BAR | AP5 EXT BRG PUMP D/C 400P PELTON WHEEL
FIRE | FOAM CONCENTRATE | Confidential | M19/300 | GE | HD050 | 1 | 600 | 1650 | TOP DRIVE / ANTI-CLOCKWISE |  |  | ASSUMED 14 CST | NIL | ASSUMED FLOODED | 16 BAR | HD5 EXT BRG PUMP
FIRE | 1% AFF FOAM | Confidential | M19/329 | GE | AP040 | 1 | 18 | 1100 | BOTTOM DRIVE / CLOCKWISE |  |  | 10 TO 15 CST AT 25°C | NIL |  | 8 BAR | AP4 EXTENDED BEARING PUMP
FIRE | FOAM CONCENTRATE | Confidential | M19/341 | GE | AP130 | 1 | 550 | 960 | TOP DRIVE / CLOCKWISE |  |  | ASSUMED 14 CST | NIL | ASSUMED FLOODED | 6 BAR | AP13 RELIEF VALVE EXTENDED BEARING PUMP
FIRE | FOAM CONCENTRATE | Confidential | M19/357 | GE | AP110 | 1 | 310 | 1420 | TOP DRIVE / CLOCKWISE |  |  | ASSUMED 14 CST | NIL | FLOODED | 11.5 BAR MAX | AP11 RV EXT BRG D/C TE160L
FIRE | FOAM CONCENTRATE | Confidential | M19/360 | GE | AP090 | 1 | 203 | 1420 | TOP DRIVE / CLOCKWISE |  |  | ASSUMED 14 CST | NIL | ASSUMED FLOODED | 11 BAR G | AP9 RV EXTENDED BEARING PUMP D/C TE132M MTR ON B/PLATE
FIRE | FOAM CONCENTRATE | Confidential | M19/361 | GE | AP090 | 1 | 203 | 1550 | TOP DRIVE / CLOCKWISE OPTION 'A' 29817 |  |  | ASSUMED 14 CST | NIL | ASSUMED FLOODED | 11 BAR G | AP9 EXT BRG PUMP TO 700P P/WHEEL - SINGLE NOZZLE
FIRE | FOAM CONCENTRATE | Confidential | M19/381 | OEM | AP115 | 1 | 500 | 1850 | TOP DRIVE / ACW OPTION 1 DRG 24307 |  |  | 12 TO 15 CST | NIL |  | 20 BAR | AP11.5 RV EXT BRG PUMP
FIRE | FOAM CONCENTRATE | Confidential | M19/396 | GE | AP070 | 2 | 84 | 1420 | TOP DRIVE / CLOCKWISE |  |  | ASSUMED 14 CST | NIL | ASSUMED FLOODED | 12 BAR | AP7 RELIEF VALVE EXT BRG PUMP D/C TE112M MOTOR ON B/PLT
FIRE | FOAM CONCENTRATE | Confidential | M19/400 | GE | AP130 | 1 | 400 | 1000 | TOP DRIVE / ANTI-CLOCKWISE |  |  | ASSUMED 14 CST | NIL | 1 METRE LIFT | 16 BAR | AP13 EXTENDED BEARING PUMP
FIRE | FOAM CONCENTRATE | Confidential | M19/413 | GE | AP090 | 1 | 284.13 | 2400 |  |  |  | 3 CPS | NIL | ASSUMED FLOODED | 200 PSI. 13.8 KG/CM2 | AP9 RELIEF VALVE EXT BRG PUMP FLG MTD TO RD270 MOTOR
FIRE | FOAM CONCENTRATE | Confidential | M19/422 | GE | AP115 | 1 | 500 | 1750 | TOP DRIVE / CLOCKWISE *** SEE NOTE |  |  | ASSUMED 14 CST | NIL | ASSUMED FLOODED | 16 BAR | AP11.5 EXT BRG PUMP
FIRE | FOAM TRIDOL ATF3-3 | Confidential | M19/427 | GE | HD080 | 2 | 1280 | 1420 | TOP DRIVE / CLOCKWISE |  |  | 12 TO 15 CST | NIL | ASSUMED FLOODED | 17.5 BAR | HD8 EXT BRG PUMP DOUBLE SEAL PR D/C 280S MOTOR ON BEDPLATE
FIRE | FOAM CONCENTRATE | Confidential | M19/441 | GE | AP120 | 2 | 460 | 1270 | TOP DRIVE / ANTI-CLOCKWISE |  |  | 5 TO 2000 CST | NIL |  | 18 BAR | AP12 EXTENDED BEARING PUMP
FIRE | FOAM CONCENTRATE | Confidential | M19/456 | GE | AP060 | 1 | 75 | 1800 | TOP DRIVE / CLOCKWISE |  |  | ASSUMED 14 CST | NIL | ASSUMED FLOODED | 18 BAR | AP6 RV EXT BRG PUMP D/C 700P PELTON WHEEL
FIRE | FOAM CONCENTRATE | Confidential | M19/467 | GE | AP110 | 1 | 425 | 1650 | TOP DRIVE / CLOCKWISE |  |  | ASSUMED 14 CST | NIL | ASSUMED FLOODED | 3 TO 5 BAR | AP11 EXTENDED BEARING PUMP
FIRE | FOAM TRIDOL S 1% | Confidential | M19/468 | GE | AP050 | 1 | 18 | 1300 | TOP DRIVE / CLOCKWISE |  | 1 025 | 10 TO 27 CST AT 20°C | NIL | FLOODED | 9 BARG | AP5 EXT BRG PUMP D/C 400P PELTON WHEEL
FIRE | FOAM TRIDOL S 1% | Confidential | M19/480 | GE | AP050 | 4 | 18 | 1500 | TOP DRIVE / CLOCKWISE OPTION A DRG 29817 |  | 1 025 | 10 TO 27 CST AT 20°C | NIL | FLOODED | 7 BARG | AP5N2 EXT BRG PUMP D/C 400P PELTON WHEEL
FIRE | FOAM CONCENTRATE | Confidential | M19/487 | GE | AP080 | 1 | 160 | 1800 | TOP DRIVE / CLOCKWISE OPTION 'A' 29817 |  |  | ASSUMED 14 CST | NIL | ASSUMED FLOODED | 12 BAR | AP8 EXT BRG PUMP D/C 700P PELTON WHEEL - SINGLE NOZZLE
FIRE | 3% AFFF FOAM | Confidential | M19/502 | GE | AP080 | 1 | 160 | 1600 | TOP DRIVE/ANTI CLOCK OPTION 'K' 32910 |  | NOT KNOWN | ASSUMED 14 CST *** TO BE CONFIRMED *** | NIL | ASSUMED FLOODED | 5.5 BARG | AP8 RV EXT BRG PUMP D/C 700P PELTON WHEEL - TWIN NOZZLE
FIRE | FOAM CONCENTRATE | Confidential | M19/509 | OEM | AP115 | 2 | 750 | 2300 | BOT DRIVE / CW OPTION 3 DRG 24307 |  |  | 20 CST | NIL |  | 5 BAR | AP11.5 RV EXT BRG PUMP
FIRE | FOAM CONCENTRATE | Confidential | M19/519 | GE | AP070 | 1 | 90 | 1750 | TOP DRIVE / CLOCKWISE |  |  |  | NIL | ASSUMED FLOODED | 14.5 BARG | AP7 EXT BRG PUMP D/C TO 700P PELTON WHEEL
FIRE | FOAM CONCENTRATE | Confidential | M19/531 | GE | AP130 | 1 | 800 | 1850 MAX. | TOP DRIVE / CLOCKWISE |  |  | ASSUMED 14 CST | NIL | ASSUMED FLOODED | UP TO 16 BARS | AP13 EXTENDED BEARING PUMP
FIRE | FOAM CONCENTRATE | Confidential | M19/534 | GE | AP110 | 1 | 280 | 1420 | TOP DRIVE / CLOCKWISE |  |  | ASSUMED 14 CST | NIL | ASSUMED FLOODED | 16 BAR | AP11 RELIEF VALVE EXTENDED BEARING PUMP
FIRE | FOAM CONCENTRATE | Confidential | M19/558 | GE | AP110 | 1 | 300 | 1500 | TOP DRIVE / ANTI-CLOCKWISE |  |  | ASSUMED 14 CST | NIL | ASSUMED FLOODED | 16 BAR | AP11 RELIEF VALVE EXTENDED BEARING PUMP
FIRE | FOAM CONCENTRATE | Confidential | M19/559 | OEM | AP115 | 1 | 500 | 1850 | TOP DRIVE / ACW OPTION 1 DRG 24307 |  |  | 12 TO 15 CST | NIL |  | 20 BAR | AP11.5 RV EXT BRG PUMP
FIRE | FOAM CONCENTRATE | Confidential | M19/595 | GE | MD080 | 1 | 1320 | 1600 | TOP DRIVE / CLOCKWISE |  |  | ASSUMED 14 CST | NIL | ASSUMED FLOODED | 14 BAR G | MHD8 RELIEF VALVE LIPSEAL PROTECTED BRG PUMP
FIRE | FOAM CONCENTRATE | Confidential | M19/602 | GE | AP110 | 1 | 300 | 1500 | TOP DRIVE / CLOCKWISE |  |  | ASSUMED 14 CST | NIL | ASSUMED FLOODED | 16 BAR | AP11 RELIEF VALVE EXTENDED BEARING PUMP
FIRE | FOAM CONCENTRATE | Confidential | M19/608 | GE | AP070 | 1 | 48 | 1125 | TOP DRIVE / CLOCKWISE |  |  | 12 TO 15 CST | NIL |  | 10 BAR | AP7N2 (1.625D) RV EXT BRG PUMP
FIRE | FOAM CONCENTRATE | Confidential | M19/609 | GE | AP070 | 1 | 48 | 1125 | TOP DRIVE / CLOCKWISE |  |  | 12 TO 15 CST | NIL |  | 10 BAR | AP7N2 (1.625D) RV EXT BRG PUMP
FIRE | AFFF - FOAM CONCENTRATE | Confidential | M19/623 | GE | AP050 | 1 | 300 | 1080 | ANTI CLOCKWISE | -15°C MIN | 1 07 | 67 CST AT 8°C 29 CST AT 20°C | NIL | FLOODED | 5 TO 15 BARG. 16.5 BAR MAX | AP5 EXTENDED BEARING PUMP
FIRE | FOAM - COMPOUND FP70 | Confidential | M19/624 | GE | AP080 | 1 | 170 | 1760 | TOP DRIVE / ANTI CLOCKWISE |  |  |  | NIL |  | 12.5 BAR G | AP8 (2.250S) RV EXT BRG PUMP D/C D132S MOTOR ON B/PLT
FIRE | FOAM COMPOUND FP70 | Confidential | M19/625 | GE | AP100 | 1 | 270 | 1420 | TOP DRIVE / CLOCKWISE |  | 1 17 | 7 6 CST TO 11 CST AT 20°C | NIL | FLOODED | 6 BARG . | AP10 RV PUMP X FENNER 110HF X TE132S MOTOR ON BEDPLATE
FIRE | FOAM CONCENTRATE | Confidential | M19/661 | GE | AP110 | 3 | 320 | 1500 | TOP DRIVE / CLOCKWISE |  |  | ASSUMED 14 CST | NIL | ASSUMED FLOODED | 14 BAR | AP11 EXTENDED BEARING PUMP
FIRE | FOAM CONCENTRATE | Confidential | M19/666 | GE | AP110 | 1 | 310 | UP TO 1760 |  |  |  | ASSUMED 14 CST | NIL | ASSUMED FLOODED | 12 BAR | AP11 RELIEF VALVE EXTENDED BEARING PUMP
FIRE | FOAM CONCENTRATE | Confidential | M19/692 | GE | AP130 | 7 | 520 | 960 | TOP DRIVE / ANTI-CLOCKWISE |  |  | ASSUMED 14 CST | NIL | ASSUMED FLOODED | 16 BAR | AP13 EXTENDED BEARING PUMP
FIRE | FOAM CONCENTRATE | Confidential | M19/694 | GE | AP115 | 1 | 400.05 | 1750 | TOP DRIVE / CLOCKWISE |  |  | 30 CST | NIL | ASSUMED FLOODED | 11.5 BAR | AP11.5 EXT BRG PUMP
FIRE | FOAM CONCENTRATE | Confidential | M19/709 | OEM | AP110 | 1 | 380 | 1700 | TOP DRIVE/ CW OPTION 2 DRG 24307 |  |  | 10 CST | NIL |  | 16 BAR | AP11 RELIEF VALVE EXTENDED BEARING PUMP
FIRE | FOAM CONCENTRATE | Confidential | M19/724 | GE | AP115 | 2 | 450 | 1420 | TOP DRIVE / ANTI CLOCKWISE |  |  | ASSUMED 14 CST | NIL | ASSUMED FLOODED | 6 BAR | AP11.5 EXT BRG PUMP X AEG 160M MOTOR X BEDPLATE
FIRE | FOAM CONCENTRATE | Confidential | M19/728 | GE | AP090 | 1 | 203 | 1550 | TOP DRIVE / CLOCKWISE OPTION 'A' 29817 |  |  | ASSUMED 14 CST | NIL | ASSUMED FLOODED | 13 BAR | AP9 EXT BRG PUMP TO 700P P/WHEEL - SINGLE NOZZLE
FIRE | FOAM CONCENTRATE | Confidential | M19/730 | GE | HD050 | 1 | 540 | 1500 | TOP DRIVE / CLOCKWISE |  |  | ASSUMED 14 CST | NIL | ASSUMED FLOODED | 16 BAR | HD5 EXT BRG PUMP
FIRE | FOAM FP70 | Confidential | M19/735 | GE | AP050 | 1 | 55 | 2150 | TOP DRIVE / CLOCKWISE |  | 1 17 | 14 CST ASSUMED | NIL | FLOODED | 12 BARG | AP5 EXT BRG PUMP D/C 400P PELTON WHEEL
FIRE | FOAM CONCENTRATE | Confidential | M19/744 | GE | AP120 | 1 | 460 | 1270 | TOP DRIVE / ANTI-CLOCKWISE |  |  | 5 TO 2000 CST | NIL |  | 18 BAR | AP12 EXTENDED BEARING PUMP
FIRE | FOAM AFFF FORMTEC ARC 3X3 UL | Confidential | M19/749 | GE | AP115 | 2 | 375 | 1450 | BOTTOM DRIVE / ANTI CLOCKWISE |  |  | 1800 CST AT 20°C | NIL | ASSUMED FLOODED | 13 BAR G | AP11.5 EXT BRG PUMP D/C TRIPLE NOZZLE 700P PELTON WHEEL
FIRE | FOAM AFFF FORMTEC ARC 3X3 UL | Confidential | M19/750 | GE | HD070 | 1 | 675 | 1300 | TOP DRIVE / CLOCKWISE |  |  | 1800 CST AT 20°C | NIL | ASSUMED FLOODED | 13 BAR G | HD7 EXTENDED BRG PUMP X 1200 PELTON WHEEL X BEDPLATE
FIRE | FOAM CONCENTRATE | Confidential | M19/757 | GE | AP115 | 1 | 500 | 1750 | TOP DRIVE / CLOCKWISE |  |  | ASSUMED 14 CST | NIL | ASSUMED FLOODED | 18 BAR | AP11.5 EXT BRG PUMP
FIRE | FOAM TRIDOL S 1% | Confidential | M19/764 | GE | AP050 | 3 | 18 | 1600 | TOP DRIVE / CLOCKWISE OPTION A DRG 29817 |  | 1 025 | 10 TO 27 CST AT 20°C | NIL | FLOODED | 10.5 BARG | AP5N2 EXT BRG PUMP D/C 400P PELTON WHEEL
FIRE | FOAM TRIDOL C AFFF 3% | Confidential | M19/769 | GE | AP080 | 2 | 140 | 1420 | TOP DRIVE / CLOCKWISE |  | 1-1 02 | 3 CST | NIL | FLOODED | 14.5 BARG | AP8 RV EXT BRG PUMP X 110HF X TE132M ON BEDPLATE
FIRE | FOAM CONCENTRATE | Confidential | M19/779 | GE | AP110 | 2 | 310 | 1420 | TOP DRIVE/CLOCKWISE |  |  | ASSUMED 14 CST | NIL | FLOODED | 12.5 BAR MAX | AP11 RV EXT BRG D/C TE160L
FIRE | FOAM CONCENTRATE | Confidential | M19/785 | OEM | AP130 | 1 | 750 | 1750 | TOP DRIVE/ACW. OPTION 1. DRG 24307 |  |  | 100 CST | NIL |  | 18 BAR | AP13 RELIEF VALVE EXTENDED BEARING PUMP
FIRE | FOAM CONCENTRATE | Confidential | M19/787 | OEM | AP110 | 1 | 300 | 1600 | BOTTOM DRIVE/ CW OPTION 3 DRG 24307 |  |  | 10 CST | NIL |  | 16 BAR | AP11 RELIEF VALVE EXTENDED BEARING PUMP
FIRE | FOAM CONCENTRATE | Confidential | M19/788 | GE | AP070 | 4 | 60 | 1700-2000 | TOP DRIVE/ANTI CLOCK OPTION 'D' 29817 |  |  | ASSUMED 14 CST | NIL | ASSUMED FLOODED | 12 BARG MAX | AP7N2 EXT BRG PUMP D/C TO 700P PELTON WHEEL
FIRE | FOAM CONCENTRATE | Confidential | M19/799 | GE | AP050 | 1 | 15 | 1500 | TOP DRIVE / CLOCKWISE |  |  | APPROX 14 CST | NIL | ASSUMED FLOODED | 12 BAR G | AP5N RELIEF VALVE EXT BRG PUMP X ELECTROMAGNETIC CLUTCH
FIRE | FOAM CONCENTRATE | Confidential | M19/839 | GE | AP080 | 1 | 203 | TO BE ADVISED | TD/CLOCKWISE |  |  |  | NIL |  | 18 BAR | AP8 EXT BRG PUMP D/C 700P PELTON WHEEL - SINGLE NOZZLE
FIRE | FOAM CONCENTRATE | Confidential | M19/841 | GE | AP130 | 2 | 500 | 1000 | TOPDRIVE / ANTI CLOCKWISE |  |  | ASSUMED 14 CST | NIL | 1 METRE LIFT | 18 BAR G | AP13 EXTENDED BEARING PUMP
FIRE | FOAM CONCENTRATE | Confidential | M19/848 | GE | AP110 | 1 | 333 | 1420 | TOP DRIVE / CLOCKWISE |  |  | ASSUMED 14 CST | NIL | ASSUMED FLOODED | 8 BARG | AP11 RV EXT BRG PUMP X ROTEX COUPLING X WEG 160M
FIRE | FOAM ANGUS FP350 3% | Confidential | M19/856 | GE | AP090 | 1 | 203 | 1420 | TOP DRIVE / CLOCKWISE |  |  | 5 8 TO 7 5 CST AT 20°C 15 CST AT 0°C | NIL | ASSUMED FLOODED | 12 BAR G | AP9 RELIEF VALVE EXTENDED BEARING PUMP X 132M X BEDPLATE
FIRE | FOAM ANGUS FP350 3% | Confidential | M19/857 | GE | AP090 | 1 | 203 | 1420 | TOP DRIVE / CLOCKWISE |  |  | 5 8 TO 7 5 CST AT 20°C 15 CST AT 0°C | NIL | ASSUMED FLOODED | 13 BAR G | AP9 RELIEF VALVE EXTENDED BEARING PUMP X 132M X BEDPLATE
FIRE | FOAM ANGUS FP350 3% | Confidential | M19/858 | GE | AP090 | 1 | 203 | 1400 | TOP DRIVE/CLOCKWISE OPTION 'A' DRG 29817 | ASSUMED AMBIENT |  | 5 8 TO 7 5 CST AT 20°C 15°C AT 0°C | NIL | ASSUMED FLOODED | 11 BAR G | AP9 EXT BRG PUMP TO 700P P/WHEEL - SINGLE NOZZLE
FIRE | FOAM FP70 | Confidential | M19/861 | GE | AP050 | 1 | 25 | 1420 | TOP DRIVE / CLOCKWISE |  | 1 17 | 7 6 TO 11 CST AT 20°C | NIL | FLOODED | 3 BAR | AP5N2 RELIEF VALVE EXT BRG PUMP D/C 90S MOTOR ON B/PLT
FIRE | FOAM CONCENTRATE | Confidential | M19/873 | GE | HD080 | 1 | 900 | 1500 | TOP DRIVE / CLOCKWISE | 25°C |  | ASSUMED 14 CST | NIL | FROM TANK | 20.7 BAR G | HD8 RELIEF VALVE EXT BRG PUMP
FIRE | FOAM CONCENTRATE | Confidential | M19/885 | GE | AP115 | 1 | 600 | 1950 | TOP DRIVE / ANTI CLOCKWISE |  |  | 12 TO 15 CST | NIL |  | 16 BAR | AP11.5 RELEIF VALVE EXT BRG PUMP
FIRE | FOAM FP70 | Confidential | M19/892 | GE | AP070 | 1 | 48 | 1700 | TOP DRIVE / CLOCKWISE OPTION 'A' 29817 |  | 1 15 | 7 6 TO 11 CST AT 20°C | NIL | FLOODED | 12 BARG | AP7N2 EXT BRG PUMP TO 700P P/WHEEL
FIRE | FOAM CONCENTRATE | Confidential | M19/896 | GE | AP050 | 1 | 34.1 | 1500 | TOP DRIVE / CLOCKWISE |  |  | 14 CST | NIL | ASSUMED FLOODED | 150 PSI | AP5 EXTENDED BEARING PUMP
FIRE | FOAM CONCENTRATE | Confidential | M19/899 | GE | AP130 | 1 | 540 | 960 | TOP DRIVE / ANTI-CLOCKWISE |  |  | ASSUMED 14 CST | NIL | 1 METRE SUCTION LIFT | 18 BARG | AP13 EXTENDED BEARING PUMP
FIRE | FOAM CONCENTRATE | Confidential | M19/900 | GE | AP115 | 1 | 400 | 1500 | TOP DRIVE / CLOCKWISE |  |  |  | NIL | ASSUMED FLOODED | 15 BAR | AP11.5 RELIEF VALVE EXT BRG BARESHAFT PUMP
FIRE | FOAM CONCENTRATE | Confidential | M19/917 | GE | AP120 | 1 | 460 | 1270 | TOP DRIVE / ANTI-CLOCKWISE |  |  | 5 TO 2000 CST | NIL |  | 18 BAR | AP12 EXTENDED BEARING PUMP
FIRE | FOAM FP70 | Confidential | M19/951 | GE | AP070 | 1 | 64.2 | 1650 | TOP DRIVE / CLOCKWISE OPTION 'A' 29817 |  | 1 15 | 7 6 TO 11 CST AT 20°C | NIL | FLOODED | 13 BARG | AP7N2 EXT BRG PUMP TO 700P P/WHEEL
FIRE | FOAM LIQUID | Confidential | M19/969 | GE | AP115 | 1 | 0 | 1000 - 1100 | TOP DRIVE / ANTI CLOCKWISE | AMBIENT | 1 | 15 TO 14 CST | NIL | FLOODED | 250 PSIG | AP11.5 FLG MTD EXT BRG BARESHAFT
FIRE | FOAM CONCENTRATE | Confidential | M19/970 | GE | AP090 | 2 | 200 | 1720 | TOP DRIVE / CLOCKWISE |  |  | ASSUMED 14 CST | NIL | ASSUMED FLOODED | 160M WC | AP9 EXT BRG PUMP D/C FLS132M MOTOR ON BEDPLATE
FIRE | FOAM TRIDOL S 1% | Confidential | M19/978 | GE | AP050 | 1 | 18 | 1600 | TOP DRIVE / CLOCKWISE OPTION A DRG 29817 |  | 1 025 | 10 TO 27 CST AT 20°C | NIL | FLOODED | 10.5 BARG | AP5N2 EXT BRG PUMP D/C 400P PELTON WHEEL
FIRE | FOAM CONCENTRATE | Confidential | M19/985 | GE | AP080 | 1 | 120 | 1400 | BOTTOM DRIVE/ANTI-CLOCKWISE 'H' 29817 |  |  | 14 CST | NIL | ASSUMED FLOODED | 13 BAR G | AP8 EXT BRG PUMP D/C 700P PELTON WHEEL - SINGLE NOZZLE
FIRE | FOAM CONCENTRATE | Confidential | M19/992 | GE | AP130 | 1 | 600 | 1150 | TOP DRIVE / CLOCKWISE |  |  | ASSUMED 14 CST | NIL | FLOODED | 16 BAR | AP13 RELIEF VALVE EXTENDED BEARING PUMP
FIRE | FOAM CONCENTRATE | Confidential | M20/004 | GE | AP115 | 1 | 300 | 1230 | TOP DRIVE / CLOCKWISE |  |  | ASSUMED 14 CST | NIL | ASSUMED FLOODED | 14 BAR | AP11.5 EXT BRG PUMP
FIRE | FOAM CONCENTRATE | Confidential | M20/005 | GE | HD050 | 1 | 760 | 1700 | TOP DRIVE / CLOCKWISE |  |  | ASSUMED 14 CST | NIL | ASSUMED FLOODED | 14 BAR | HD5 EXT BRG PUMP
FIRE | FOAM CONCENTRATE | Confidential | M20/025 | OEM | AP130 | 1 | 750 | 1750 | TOP DRIVE/ACW. OPTION 1. DRG 24307 |  |  | 100 CST | NIL |  | 18 BAR | AP13 RELIEF VALVE EXTENDED BEARING PUMP
FIRE | FOAM CONCENTRATE | Confidential | M20/030 | GE | AP115 | 1 | 433 | 1420 | TOPDRIVE / CLOCKWISE |  |  |  | NIL | ASSUMED FLOODED | 20 BAR & 16 BAR (TWO DUTIES) | AP11.5 RV EXT BRG PUMP
FIRE | FOAM CONCENTRATE | Confidential | M20/031 | GE | AP130 | 1 | 490 | 960 | TOP DRIVE / CLOCKWISE |  |  | ASSUMED 14 CST | NIL | ASSUMED FLOODED | 20 BAR & 16 BAR (TWO DUTIES) | AP13 RELIEF VALVE EXTENDED BEARING PUMP
FIRE | FOAM CONCENTRATE | Confidential | M20/091 | OEM | AP110 | 2 | 400 | 1800 | BOT DRIVE/ CLOCKWISE OPTION 3 DRG 24307 |  |  |  | NIL |  | 20 BAR | AP11 RELIEF VALVE EXTENDED BEARING PUMP
FIRE | FOAM CONCENTRATE | Confidential | M20/112 | OEM | AP110 | 1 | 420 | 1800 | BOT DRIVE/ CLOCKWISE OPTION 3 DRG 24307 |  |  | 10 CST | NIL |  | 16 BAR | AP11 RELIEF VALVE EXTENDED BEARING PUMP
FIRE | FOAM 1% | Confidential | M20/114 | GE | AP115 | 1 | 400 | 1500 | BOTTOM DRIVE / ANTI CLOCKWISE |  |  | ASSUMED 14 CST | NIL | ASSUMED FLOODED | 9 BAR G | AP11.5 EXT BRG PUMP D/C TRIPLE NOZZLE 700P PELTON WHEEL
FIRE | AFFF - FOAM CONCENTRATE | Confidential | M20/131 | GE | AP050 | 2 | 18 | 1080 | ANTI CLOCKWISE | -15°C MIN | 1 07 | 67 CST AT 8°C 29 CST AT 20°C | NIL | FLOODED | 5 TO 15 BARG. 16.5 BAR MAX | AP5 EXTENDED BEARING PUMP
FIRE | FOAM CONCENTRATE | Confidential | M20/144 | GE | AP115 | 1 | 480 | 1700 | TOP DRIVE/ ANTI CLOCKWISE OPTION 1 24307 |  |  | ASSUMED 14 CST | NIL | ASSUMED FLOODED | 17 BAR G | AP11.5 RELEIF VALVE EXT BRG PUMP
FIRE | FOAM 1% | Confidential | M20/146 | GE | AP050 | 1 | 21 | 1800 APPRX | TOP DRIVE / CLOCKWISE OPTION A 29817 |  |  | 12 TO 15 CST | NIL |  | 13 TO 13.5 BAR | AP5N2 EXT BRG PUMP D/C 400P PELTON WHEEL
FIRE | FOAM CONCENTRATE | Confidential | M20/157 | OEM | AP110 | 1 | 400 | 1800 | BOT DRIVE/ CLOCKWISE OPTION 3 DRG 24307 |  |  |  | NIL |  | 20 BAR | AP11 RELIEF VALVE EXTENDED BEARING PUMP
FIRE | FOAM LIQUID AFFF | Confidential | M20/173 | GE | AP110 | 1 | 333.33 | 1500 | TOP DRIVE / ANTI CLOCKWISE | MIN -6°C | 1 15 | 50 CST | NIL | 2 BAR A | 10.5 BAR G | AP11 RELIEF VALVE EXTENDED BEARING PUMP
FIRE | FOAM CONCENTRATE | Confidential | M20/181 | GE | AP080 | 2 | 120 | 1720 | TOP DRIVE / CLOCKWISE |  |  | 1600 CST AT REST (THIXOTROPIC) | NIL | FLOODED | 10.5 BAR | AP8 EXT BRG PUMP D/C WEG TE132S MOTOR ON B/PLATE
FIRE | FOAM CONCENTRATE | Confidential | M20/197 | GE | AP070 | 1 | 100 | 1800 | TOP DRIVE / CLOCKWISE |  |  |  | NIL | ASSUMED FLOODED | 12 BAR | AP7 EXT BRG PUMP D/C TO 700P PELTON WHEEL
FIRE | FOAM CONCENTRATE | Confidential | M20/198 | GE | AP130 | 1 | 700 | 1350 | TOP DRIVE / ANTI-CLOCKWISE |  |  | 5 TO 2000 CST | NIL |  | 18 BAR | AP13 RELIEF VALVE EXT BRG PUMP (METRIC SHAFT END)
FIRE | FOAM CONCENTRATE | Confidential | M20/203 | GE | AP120 | 1 | 460 | 1270 | TOP DRIVE / ANTI-CLOCKWISE |  |  | 5 TO 2000 CST | NIL |  | 18 BAR | AP12 EXTENDED BEARING PUMP
FIRE | FOAM AFFF | Confidential | M20/212 | GE | AP050 | 2 | 25 | 1080 | TOP DRIVE / ANTI-CLOCKWISE |  | 1 07 | 67 CST AT 8°C 29 CST AT 20°C | NIL | FLOODED | 5 TO 15 BAR (16 BAR MAX) | AP5 EXTENDED BEARING PUMP
FIRE | FOAM CONCENTRATE (ARC 3X3) | Confidential | M20/220 | GE | AP070 | 1 | 84 | 1420 | TOP DRIVE / CLOCKWISE |  | 1 045 | 1300 CST AT REST, ASSUMED 14-20 CST | NIL |  | 12 BAR | AP7 EXT BRG PG PUMP X FENNER 90HF X ABB M2QA100L4B
FIRE | FOAM CONCENTRATE | Confidential | M20/221 | GE | AP050 | 2 | 15 | 1500 | TOP DRIVE / CLOCKWISE |  |  | APPROX 14 CST | NIL | ASSUMED FLOODED | 12 BAR G | AP5N RELIEF VALVE EXT BRG PUMP X ELECTROMAGNETIC CLUTCH
FIRE | FOAM CONCENTRATE | Confidential | M20/257 | OEM | AP110 | 1 | 430 | 1900 | TOP DRIVE/ ACW OPTION 1 DRG 24307 |  |  |  | NIL |  | 20 BAR | AP11 RELIEF VALVE EXTENDED BEARING PUMP
FIRE | FOAM CONCENTRATE | Confidential | M20/271 | GE | AP080 | 1 | 150 | 1760 | TOP DRIVE / CLOCKWISE |  |  | 12 TO 15 CST | NIL |  | 17 BAR | AP8 (2.250S) EXTENDED BEARING PUMP
FIRE | FOAM CONCENTRATE | Confidential | M20/272 | GE | AP090 | 1 | 200 | 1800 | BOT DRIVE / ANTI CLOCK OPTION 'H' 29817 |  |  | ASSUMED 14 CST | NIL | ASSUMED FLOODED | 17 BAR | AP9 EXT BRG PUMP TO 700P P/WHEEL - SINGLE NOZZLE
FIRE | AFFF - FOAM CONCENTRATE | Confidential | M20/278 | GE | AP110 | 1 | 360 | 1420 | TOP DRIVE / CLOCKWISE |  |  | ASSUMED 14 CST | NIL | ASSUMED FLOODED | 12 BAR | AP11 RELIEF VALVE EXTENDED BEARING PUMP
FIRE | AFFF - FOAM CONCENTRATE | Confidential | M20/279 | GE | HD050 | 1 | 660 | 1420 | TOP DRIVE / CLOCKWISE |  |  | ASSUMED 14 CST | NIL | ASSUMED FLOODED | 12 BAR | HD5 RELEIF VALVE EXT BRG PUMP
FIRE | FOAM CONCENTRATE | Confidential | M20/288 | GE | AP115 | 1 | 600 | 1950 | TOP DRIVE / ANTI CLOCKWISE |  |  | 12 TO 15 CST | NIL |  | 16 BAR | AP11.5 RELEIF VALVE EXT BRG PUMP
FIRE | FOAM CONCENTRATE | Confidential | M20/319 | OEM | AP115 | 1 | 600 | 2000 | BOT DRIVE / CW OPTION 3 DRG 24307 |  |  |  | NIL |  | 18 BAR | AP11.5 RV EXT BRG PUMP
FIRE | FOAM CONCENTRATE | Confidential | M20/320 | OEM | AP130 | 1 | 750 | 1750 | TOP DRIVE/ACW. OPTION 1. DRG 24307 |  |  | 100 CST | NIL |  | 18 BAR | AP13 RELIEF VALVE EXTENDED BEARING PUMP
FIRE | FOAM CONCENTRATE | Confidential | M20/331 | GE | AP090 | 1 | 140 | 1420 | TOP DRIVE CLOCKWISE |  |  | ASSUMED 14 CST | NIL | ASSUMED FLOODED | 10 BAR | AP9 PG RV EXT BRG PUMP X 90HF X TECO D112M
FIRE | FOAM CONCENTRATE | Confidential | M20/333 | GE | AP110 | 1 | 315 | 1400 | TOP DRIVE / CLOCKWISE |  | 1 16 | 10 CST AT 20°C | NIL | FLOODED | 11.5 BAR | AP11 EXTENDED BEARING PUMP
FIRE | FOAM CONCENTRATE | Confidential | M20/342 | GE | AP070 | 1 | 50 | 1900 | TOP DRIVE / CLOCKWISE |  |  | ASSUMED 14 CST | NIL | ASSUMED FLOODED | 7.6 BAR | AP7N2 (1.625D) EXT BRG PUMP TO 700P P/WHEEL - SINGLE NOZZLE
FIRE | FOAM CONCENTRATE | Confidential | M20/346 | GE | AP130 | 1 | 490 | 960 | TOP DRIVE / CLOCKWISE |  |  | ASSUMED 14 CST | NIL | ASSUMED FLOODED | 20 BAR & 16 BAR (TWO DUTIES) | AP13 RELIEF VALVE EXTENDED BEARING PUMP
FIRE | FOAM CONCENTRATE | Confidential | M20/353 | GE | AP080 | 1 | 140 | 1420 | TOP DRIVE / CLOCKWISE |  |  | ASSUMED 14 CST | NIL | ASSUMED FLOODED | 10 BAR | AP8 RV EXT BRG PUMP X 90HF X TECO D112M
FIRE | FOAM CONCENTRATE | Confidential | M20/367 | OEM | AP115 | 1 | 600 | 2000 | BOT DRIVE/CW OPTION 3 DRG 24307 |  |  |  | NIL |  | 18 BAR | AP11.5 RELEIF VALVE EXT BRG PUMP
FIRE | FOAM 1% | Confidential | M20/389 | GE | AP050 | 2 | 27 | 2000 | TOP DRIVE / CLOCKWISE OPTION A 29817 |  |  | 12 TO 15 CST | NIL |  | 10 TO 10.5 BAR | AP5N2 EXT BRG PUMP D/C 400P PELTON WHEEL
FIRE | FOAM CONCENTRATE | Confidential | M20/404 | GE | AP050 | 1 | 0 | 1420 | BOTTOM DRIVE/CLOCKWISE |  |  | 12 TO 15 CST | NIL |  |  | AP5N2 RELIEF VALVE EXTENDED BEARING PUMP
FIRE | FOAM CONCENTRATE | Confidential | M20/408 | GE | AP120 | 1 | 460 | 1270 | TOP DRIVE / ANTI-CLOCKWISE |  |  | 5 TO 2000 CST | NIL |  | 18 BAR | AP12 EXTENDED BEARING PUMP
FIRE | FOAM CONCENTRATE | Confidential | M20/411 | GE | AP115 | 2 | 400 | 1500 | TOP DRIVE / CLOCKWISE |  |  | ASSUMED 14 CST | NIL | ASSUMED FLOODED | 16 BAR | AP11.5 RELEIF VALVE EXT BRG PUMP
FIRE | FOAM CONCENTRATE | Confidential | M20/414 | GE | AP040 | 1 | 12 | 1800 | BOT DRIVE/ANTI-CLOCKWISE OPTION F 29817 |  |  | ASSUMED 12 CST | NIL | ASSUMED FLOODED | 11 BAR G | AP4 EB RV PUMP D/C TO 400P PELTON WHEEL
FIRE | FOAM CONCENTRATE | Confidential | M20/417 | GE | AP115 | 1 | 600 | 1950 | TOP DRIVE / ANTI CLOCKWISE |  |  | 12 TO 15 CST | NIL |  | 16 BAR | AP11.5 RELEIF VALVE EXT BRG PUMP
FIRE | FOAM CONCENTRATE | Confidential | M20/424 | OEM | AP130 | 1 | 750 | 1750 | TOP DRIVE/ACW. OPTION 1. DRG 24307 |  |  | 100 CST | NIL |  | 18 BAR | AP13 RELIEF VALVE EXTENDED BEARING PUMP
FIRE | FOAM CONCENTRATE | Confidential | M20/428 | GE | AP050 | 1 | 48 | 1900 | TOP DRIVE /CLOCKWISE OPTION 'A' 29817 |  |  | ASSUMED 14 CST | NIL | ASSUMED FLOODED | 11 BAR | AP5 EXT BRG PUMP D/C 400P PELTON WHEEL
FIRE | FOAM AFFF | Confidential | M20/429 | GE | AP130 | 2 | 1000 | 1650 | TOP DRIVE / CLOCKWISE |  |  | ASSUMED 14 CST | NIL | ASSUMED FLOODED | 17 BAR | AP13 EXTENDED BEARING PUMP
FIRE | FOAM CONCENTRATE | Confidential | M20/432 | GE | AP100 | 4 | 225 | 1420 | TOP DRIVE / CLOCKWISE |  |  | ASSUMED 14 CST | NIL | ASSUMED FLOODED | 10 BAR G | AP10 RV EXT BRG PUMP X TSK13 X DNGW-132MB MOTOR
FIRE | FOAM FP70 | Confidential | M20/452 | GE | AP090 | 4 | 300 | 2250/2300 | TOP DRIVE / CLOCKWISE |  | 1 17 | 20 TO 30 CST AT 0°C | NIL | FLOODED | 350 PSI | AP9 EXTENDED BEARING PUMP
FIRE | FOAM 1% | Confidential | M20/463 | GE | AP050 | 1 | 27 | 2000 | TOP DRIVE / CLOCKWISE OPTION A 29817 |  |  | 12 TO 15 CST | NIL |  | 10 TO 10.5 BAR | AP5N2 EXT BRG PUMP D/C 400P PELTON WHEEL
FIRE | FOAM ANGUS FP350 3% | Confidential | M20/488 | GE | AP090 | 2 | 203 | 1420 | TOP DRIVE / CLOCKWISE |  |  | 5 8 TO 7 5 CST AT 20°C 15 CST AT 0°C | NIL | ASSUMED FLOODED | 12 BAR G | AP9 RELIEF VALVE EXTENDED BEARING PUMP
FIRE | FOAM CONCENTRATE | Confidential | M20/514 | GE | AP090 | 1 | 190 | 1440 | TOP DRIVE / CLOCKWISE |  |  | ASSUMED 14 CST | NIL | ASSUMED FLOODED | 16 BAR | AP9 RELIEF VALVE EXTENDED BEARING PUMP
FIRE | FOAM ANGUS FP350, 3% FLUOROPROTEIN | Confidential | M20/515 | GE | AP080 | 1 | 123 | 1420 | TOP DRIVE / ANTI CLOCK OPTION 'D' 29817 |  |  | ASSUMED 14 CST | NIL | ASSUMED FLOODED | 13 BAR | AP8 EXT BRG PUMP D/C 700P PELTON WHEEL - SINGLE NOZZLE
FIRE | FOAM CONCENTRATE | Confidential | M20/523 | GE | AP080 | 1 | 140 | 1420 | TOP DRIVE / CLOCKWISE |  |  | ASSUMED 14 CST | NIL | ASSUMED FLOODED | 16 BAR | AP8 (2.250S) RV EXT BRG PUMP
FIRE | FOAM CONCENTRATE | Confidential | M20/532 | GE | HD050 | 3 | 0 | 1500 | TOP DRIVE / CLOCKWISE |  |  | ASSUMED 14 CST | NIL | ASSUMED FLOODED | 16 & 20 BAR | HD5 EXT BRG PG BARESHAFT PUMP
FIRE | FOAM CONCENTRATE | Confidential | M20/549 | GE | AP115 | 1 | 300 | 1300 MAX | TOP DRIVE / CLOCKWISE |  |  | ASSUMED 14 CST | NIL | ASSUMED FLOODED | 16 BAR | AP11.5 RELEIF VALVE EXT BRG PUMP
FIRE | FOAM CONCENTRATE | Confidential | M20/555 | GE | AP090 | 1 | 140 | 1300 | TOP DRIVE / CLOCKWISE OPTION 'A' 29817 |  |  | ASSUMED 14 CST | NIL | ASSUMED FLOODED | 8.8 BAR | AP9 EXT BRG PUMP TO 700P P/WHEEL - SINGLE NOZZLE
FIRE | FOAM CONCENTRATE | Confidential | M20/556 | GE | HD050 | 5 | 540 | 1500 | TOP DRIVE / CLOCKWISE |  |  | ASSUMED 14 CST | NIL | ASSUMED FLOODED | RELIEF VALVE SET AT 13 BAR | HD5 RELEIF VALVE EXT BRG LIPSEAL PUMP
FIRE | FOAM CONCENTRATE | Confidential | M20/557 | GE | AP050 | 1 | 19 | 1350 | BOT DRIVE / CLOCKWISE OPTION 'G' 29817 |  | 1 15-1 17 | 18 CST | NIL | +/- 0 5 METRE | 11.18 BAR | AP5N2 EXT BRG PUMP D/C 400P PELTON WHEEL
FIRE | FOAM CONCENTRATE | Confidential | M20/558 | GE | AP070 | 2 | 71 | 1850 | BOT DRIVE / CLOCKWISE OPTION 'G' 29817 |  |  | 18 CST | NIL | +/- 0 5 METRE | 9.34 BAR | AP7N2 (1.625D) EXT BRG PUMP TO 700P P/WHEEL - SINGLE NOZZLE
FIRE | FOAM CONCENTRATE | Confidential | M20/560 | OEM | AP110 | 1 | 400 | 1800 | BOT DRIVE/ CLOCKWISE OPTION 3 DRG 24307 |  |  |  | NIL |  | 20 BAR | AP11 RELIEF VALVE EXTENDED BEARING PUMP
FIRE | FOAM CONCENTRATE | Confidential | M20/561 | OEM | AP120 | 1 | 810 | 2000 | BOT DRIVE/ANTI-CLOCK OPTION 4 DRG 24307 | AMBIENT |  | 20 CST | NIL | FLOODED | 18 BAR | AP12 RELIEF VALVE SPECIAL PUMP
FIRE | FOAM CONCENTRATE | Confidential | M20/562 | OEM | AP130 | 2 | 750 | 1750 | TOP DRIVE/ACW. OPTION 1. DRG 24307 |  |  | 100 CST | NIL |  | 18 BAR | AP13 RELIEF VALVE EXTENDED BEARING PUMP
FIRE | NON THIXOTROPIC FOAM AFFF | Confidential | M20/564 | GE | AP120 | 1 | 633.33 | 1750 | TOP DRIVE / ANTI-CLOCKWISE | AMBIENT |  | 14 1 CST (13 M PAS ON DATA SHEET) | NIL | 1 BAR A | 16.8 BAR G | AP12 M/SEAL EXTENDED BEARING PUMP
FIRE | FOAM CONCENTRATE | Confidential | M20/584 | GE | HD8X9 | 2 | 1700 | 1450 | PUMP 'A' TD/CW. PUMP 'B' TD/ACW |  |  | 14 CST | NIL | ASSUMED FLOODED | 11.3 BAR | HD8X9 RV PUMP
FIRE | FOAM CONCENTRATE | Confidential | M20/597 | GE | AP120 | 5 | 320 | 960 1800 MAX | TOP DRIVE / CLOCKWISE |  |  | ASSUMED 14 CST | NIL | ASSUMED FLOODED | 16 BAR | AP12 EXTENDED BEARING PUMP
FIRE | FOAM CONCENTRATE | Confidential | M20/599 | GE | AP115 | 1 | 400 | 1500 | TOP DRIVE / CLOCKWISE |  |  |  | NIL | ASSUMED FLOODED | 15 BAR | AP11.5 RELEIF VALVE EXT BRG PUMP
FIRE | FOAM CONCENTRATE | Confidential | M20/603 | OEM | AP115 | 1 | 500 | 1850 | TOP DRIVE / ACW OPTION 1 DRG 24307 |  |  | 12 TO 15 CST | NIL |  | 20 BAR | AP11.5 RV EXT BRG PUMP
FIRE | FOAM CONCENTRATE | Confidential | M20/644 | GE | AP130 | 1 | 600 | 1150 | TOP DRIVE / CLOCKWISE |  |  | ASSUMED 14 CST | NIL | FLOODED | 16 BAR | AP13 RELIEF VALVE EXTENDED BEARING PUMP
FIRE | FOAM CONCENTRATE | Confidential | M20/659 | GE | AP070 | 1 | 60 | 1700-2000 | TOP DRIVE/ANTI CLOCK OPTION 'D' 29817 |  |  | ASSUMED 14 CST | NIL | ASSUMED FLOODED | 12 BARG MAX | AP7N2 (1.625D) EXT BRG PUMP
FIRE | FOAM CONCENTRATE | Confidential | M20/687 | GE | AP050 | 1 | 15 | 1500 | TOP DRIVE / CLOCKWISE |  |  | APPROX 14 CST | NIL | ASSUMED FLOODED | 12 BAR G | AP5N RELIEF VALVE EXT BRG PUMP X ELECTROMAGNETIC CLUTCH
FIRE | FOAM CONCENTRATE | Confidential | M20/697 | GE | AP100 | 2 | 300 | 1800 | TOP DRIVE / CLOCKWISE |  |  | ASSUMED 14 CST | NIL | ASSUMED FLOODED | 14 BAR MAX | AP10 EXTENDED BEARING PUMP
FIRE | FOAM CONCENTRATE | Confidential | M20/708 | OEM | AP120 | 1 | 810 | 2000 | BOT DRIVE/ANTI-CLOCK OPTION 4 DRG 24307 | AMBIENT |  | 20 CST | NIL | FLOODED | 18 BAR | AP12 RELIEF VALVE SPECIAL PUMP
FIRE | FOAM CONCENTRATE | Confidential | M20/709 | GE | AP115 | 1 | 600 | 1950 | TOP DRIVE / ANTI CLOCKWISE |  |  | 12 TO 15 CST | NIL |  | 16 BAR | AP11.5 RELEIF VALVE EXT BRG PUMP
FIRE | FOAM CONCENTRATE | Confidential | M20/724 | GE | AP100 | 1 | 280 | 1500 | TOP DRIVE / CLOCKWISE |  |  | ASSUMED 14 CST | NIL | ASSUMED FLOODED | 5 BAR | AP10 EXTENDED BEARING PUMP
FIRE | FOAM CONCENTRATE | Confidential | M20/737 | GE | AP110 | 2 | 280 | 1420 | TOP DRIVE / CLOCKWISE |  |  | ASSUMED 14 CST | NIL | ASSUMED FLOODED | 16 BAR | AP11 RELIEF VALVE EXTENDED BEARING PUMP
FIRE | AFFF 1% | Confidential | M20/738 | GE | AP090 | 3 | 187 | 1450 | TOP DRIVE / CLOCKWISE OPTION 'A' 29817 |  |  | ASSUMED 14 CST | NIL | ASSUMED FLOODED | 14.8 BAR | AP9 EXT BRG PUMP TO 700P P/WHEEL - SINGLE NOZZLE
FIRE | FOAM CONCENTRATE | Confidential | M20/739 | GE | AP060 | 1 | 66 | 1550 | TOP DRIVE / CLOCKWISE |  |  | 35 CST | NIL | ASSUMED FLOODED | 13 BAR | AP6 RELIEF VALVE EXTENDED BEARING PUMP
FIRE | FOAM AFFF | Confidential | M20/764 | GE | AP050 | 1 | 30 | 1500/1650 | TOP DRIVE / CLOCKWISE |  |  | ASSUMED 14 CST | NIL | ASSUMED FLOODED | 9 BAR | AP5N2 EXT BRG PUMP D/C 400P PELTON WHEEL
FIRE | FOAM CONCENTRATE | Confidential | M20/773 | GE | AP050 | 2 | 18 | 1080 | ANTI CLOCKWISE |  | 1 07 |  | NIL | FLOODED | 5-15 BAR G. 16.5 BAR MAX. | AP5 EXTENDED BEARING PUMP
FIRE | FOAM CONCENTRATE (ARC 3X3) | Confidential | M20/779 | GE | AP070 | 1 | 84 | 1420 | TOP DRIVE / CLOCKWISE |  | 1 045 | 1300 CST AT REST, ASSUMED 14-20 CST | NIL |  | 12 BAR | AP7 EXT BRG PG PUMP X FENNER 90HF X ABB M2QA100L4B
FIRE | FOAM CONCENTRATE | Confidential | M20/806 | GE | AP110 | 2 | 450 | 1750 | TOP DRIVE / CLOCKWISE |  |  | APPROX 14 CST | NIL | ASSUMED FLOODED | 3 BAR | AP11 EXTENDED BEARING PUMP
FIRE | FOAM CONCENTRATE | Confidential | M20/816 | GE | AP070 | 1 | 120 | 1800 | TOP DRIVE / CLOCKWISE |  |  | ASSUMED 14 CST | NIL | ASSUMED FLOODED | 12 BAR | AP7 (2.500S) EXTENDED BEARING PUMP
FIRE | FOAM CONCENTRATE | Confidential | M20/826 | GE | AP050 | 1 | 6 | 1500 | TOP DRIVE / CLOCKWISE |  |  | 14 CST | NIL | ASSUMED FLOODED | 120 METRES (11.8 BAR) | AP5 EXT BRG PUMP FOR PELTON WHEEL
FIRE | FOAM CONCENTRATE | Confidential | M20/836 | GE | AP080 | 1 | 123 | 1420 | TOP DRIVE / CLOCKWISE |  |  | ASSUMED 14 CST | NIL | ASSUMED FLOODED | 12 BAR | AP8 (2.250D) RV EXT BRG PUMP X FENNER X WEG TE112M
FIRE | FOAM FP70 | Confidential | M20/860 | GE | AP090 | 4 | 350 | 2550/2600 | TOP DRIVE / CLOCKWISE |  | 1 17 | 20 TO 30 CST AT 0°C | NIL | FLOODED | 350 PSI | AP9 EXTENDED BEARING PUMP
FIRE | FOAM CONCENTRATE | Confidential | M20/870 | GE | AP090 | 1 | 250 | 1700 | TOP DRIVE CLOCKWISE |  |  | ASSUMED 14 CST | NIL | ASSUMED FLOODED | 12 BAR | AP9 RELIEF VALVE EXTENDED BEARING PUMP
FIRE | FOAM CONCENTRATE | Confidential | M20/874 | GE | AP115 | 1 | 600 | 1950 | TOP DRIVE / ANTI CLOCKWISE |  |  | 12 TO 15 CST | NIL |  | 16 BAR | AP11.5 RELEIF VALVE EXT BRG PUMP
FIRE | FOAM CONCENTRATE | Confidential | M20/877 | OEM | AP110 | 1 | 400 | 1800 | BOT DRIVE/ CLOCKWISE OPTION 3 DRG 24307 |  |  |  | NIL |  | 20 BAR | AP11 RELIEF VALVE EXTENDED BEARING PUMP
FIRE | AFFF - FOAM CONCENTRATE | Confidential | M20/880 | GE | AP110 | 1 | 333 | 1600 | TOP DRIVE / CLOCKWISE | 20 TO 30°C | 1 06 | 62 CST AT MINUS 10°C 14 CST AT 20°C | NIL | 1 4 BAR ABS | 17 BAR G | AP11 RELIEF VALVE EXTENDED BEARING PUMP
FIRE | ANGUS FIRE FOAM FP70 PLUS | Confidential | M20/881 | GE | HD070 | 1 | 667 | 1300 | TOP DRIVE / CLOCKWISE | 25°C | 1 16-1 18 | 30 CST | NIL | ASSUMED FLOODED | 15 BAR | HD7 EXT BRG PUMP300LB X 1200 PELTON WHEEL X BEDPLATE
FIRE | FOAM CONCENTRATE | Confidential | M20/883 | GE | AP115 | 1 | 433 | 1420 | TOPDRIVE / CLOCKWISE |  |  |  | NIL | ASSUMED FLOODED | 20 BAR & 16 BAR (TWO DUTIES) | AP11.5 RV EXT BRG PUMP
FIRE | AFFF 1% | Confidential | M20/892 | GE | AP090 | 1 | 187 | 1450 | TOP DRIVE / CLOCKWISE OPTION 'A' 29817 |  |  | ASSUMED 14 CST | NIL | ASSUMED FLOODED | 14.8 BAR | AP9 EXT BRG PUMP TO 700P P/WHEEL - SINGLE NOZZLE
FIRE | FOAM ANGUS FP70 | Confidential | M20/928 | GE | AP080 | 1 | 123 | 1700 | TOP DRIVE / ANTI CLOCK OPTION 'D' 29817 |  |  | ASSUMED 14 CST | NIL | ASSUMED FLOODED | 15 BAR | AP8 EXT BRG PUMP D/C 700P PELTON WHEEL - SINGLE NOZZLE
FIRE | FOAM CONCENTRATE | Confidential | M20/929 | OEM | AP115 | 1 | 600 | 2000 | BOT DRIVE/CLOCKWISE OPTION 3 DRG 24307 |  |  |  | NIL |  | 18 BAR | AP11.5 RELIEF VALVE EXT BRG PUMP
FIRE | FOAM CONCENTRATE | Confidential | M20/955 | GE | AP090 | 2 | 250 | 1650 | TOP DRIVE / CLOCKWISE | - |  | ASSUMED 14 CST | NIL | 5 METRES HEAD | 10 BAR | AP9 RV EXTENDED BEARING PUMP
FIRE | FOAM CONCENTRATE | Confidential | M20/971 | GE | AP050 | 1 | 15 | 1500 | TOP DRIVE / CLOCKWISE |  |  | APPROX 14 CST | NIL | ASSUMED FLOODED | 12 BAR G | AP5N RELIEF VALVE EXT BRG PUMP X ELECTROMAGNETIC CLUTCH
FIRE | FOAM CONCENTRATE (ARC 3X3) | Confidential | M20/982 | GE | AP070 | 3 | 84 | 1420 | TOP DRIVE / CLOCKWISE |  | 1 045 | 1300 CST AT REST, ASSUMED 14-20 CST | NIL |  | 12 BAR | AP7 EXT BRG PG PUMP X FENNER 90HF X ABB M2QA100L4B
FIRE | FOAM FP70 | Confidential | M20/993 | GE | AP050 | 1 | 42 | 2000 | BOT DRIVE / ANTI CLOCK OPTION 'H' 29817 | 35°C MAX | 1 15-1 17 | 7 6 TO 11 CST AT 20°C | NIL | FLOODED | 12 BAR G | AP5 EXT BRG PUMP D/C 400P PELTON WHEEL
FIRE | FOAM CONCENTRATE | Confidential | M21/001 | GE | AP090 | 1 | 200 | 1720 | TOP DRIVE / CLOCKWISE |  |  | ASSUMED 14 CST | NIL | ASSUMED FLOODED | 160M WC | AP9 EXT BRG PUMP BARESHAFT
FIRE | FOAM CONCENTRATE | Confidential | M21/012 | GE | AP115 | 1 | 350 | 1500 | TOP DRIVE / ANTI CLOCKWISE | 5 TO 80°C | 1 02 | 10 CST | NIL | ASSUMED FLOODED | 13 TO 13.5 BARG | AP11.5 EXT BRG PUMP D/C 700P PELTON WHEEL
FIRE | FOAM CONCENTRATE | Confidential | M21/013 | GE | AP115 | 4 | 450 | 1500 | TOP DRIVE / ANTI CLOCKWISE | 5 TO 80°C | 1 02 | 10 CST | NIL | ASSUMED FLOODED | 9.5 TO 10 BARG | AP11.5 EXT BRG PUMP D/C 700P PELTON WHEEL
FIRE | FOAM CONCENTRATE | Confidential | M21/017 | GE | AP110 | 2 | 450 | 1750 | TOP DRIVE / CLOCKWISE |  |  | APPROX 14 CST | NIL | ASSUMED FLOODED | 3 BAR | AP11 RELIEF VALVE EXTENDED BEARING PUMP
FIRE | FLUOROPROTEIN FOAM | Confidential | M21/036 | GE | AP115 | 2 | 500 | 1700 TO 1800 | TOP DRIVE / CLOCKWISE |  |  | 10 TO 15 CST MIN | NIL |  | 16 BAR | AP11.5 RELEIF VALVE EXT BRG PUMP
FIRE | FOAM TRIDOL S 1% | Confidential | M21/046 | GE | AP050 | 1 | 9 | 1500 | TOP DRIVE / CLOCKWISE |  | 1 045 | 10 TO 27 CST | NIL | FLOODED | 11.5 BAR G | AP5N2 EXT BRG PUMP X 400P PELTON WHEEL
FIRE | FOAM FP70 / THUNDERSTORM ATC | Confidential | M21/047 | GE | AP070 | 1 | 120 | 2200 | TOP DRIVE / ANTI CLOCK OPTION 'D' 29817 |  | 1 15-1 17 | 7 6 TO 11 CST | NIL | FLOODED | 11.5 BAR G | AP7 (2.500D) EXT BRG PUMP X 700P P/WHEEL - SINGLE NOZZLE
FIRE | FOAM FP70 | Confidential | M21/048 | GE | AP050 | 1 | 25 | 1420 | TOP DRIVE / CLOCKWISE |  |  | 7 6 TO 11 CST AT 20°C | NIL | FLOODED | 2 BAR G | AP5N2 RV EXTENDED BEARING PUMP D/C TO WEG 90S MOTOR
FIRE | FOAM CONCENTRATE | Confidential | M21/053 | GE | AP080 | 1 | 123 | 1420 | TOP DRIVE / CLOCKWISE |  |  | ASSUMED 14 CST | NIL | ASSUMED FLOODED | 12 BAR | AP8 (2.250D) RV EXT BRG PUMP X FENNER X WEG TE112M
FIRE | FOAM CONCENTRATE | Confidential | M21/062 | GE | AP115 | 1 | 600 | 1950 | TOP DRIVE / ANTI CLOCKWISE |  |  | 12 TO 15 CST | NIL |  | 16 BAR | AP11.5 RELEIF VALVE EXT BRG PUMP
FIRE | FOAM AFFF | Confidential | M21/080 | GE | AP050 | 1 | 30 | 1500/1650 | TOP DRIVE / CLOCKWISE |  |  | ASSUMED 14 CST | NIL | ASSUMED FLOODED | 9 BAR | AP5N2 EXT BRG PUMP D/C 400P PELTON WHEEL
FIRE | FOAM CONCENTRATE | Confidential | M21/083 | GE | AP130 | 1 | 520 | 1100 | TOP DRIVE / ANTI CLOCKWISE |  |  | ASSUMED 14 CST | NIL | 2 METRES LIFT | 16 BAR | AP13 EXTENDED BEARING PUMP
FIRE | FOAM FP70 / THUNDERSTORM ATC | Confidential | M21/089 | GE | AP080 | 1 | 120 | 1220 | TOP DRIVE / ANTI CLOCK OPTION 'D' 29817 |  | 1 15-1 17 | 7 6 TO 11 CST | NIL | FLOODED | 11.5 BAR G | AP8 EXT BRG PUMP X 700P P/WHEEL - SINGLE NOZZLE
FIRE | FOAM-PETROSEAL 3 | Confidential | M21/097 | GE | AP070 | 1 | 125.4 | 1850 | TOP DRIVE / CLOCKWISE OPTION 'A' 29817 |  | 1 15-1 17 | ASSUMED 14 CENTISTOKE | NIL | FLOODED | 8.5 BAR G | AP7 (2.500D) EXT BRG PUMP X 700P P/WHEEL - SINGLE NOZZLE
FIRE | FOAM 1% | Confidential | M21/120 | GE | AP050 | 2 | 27 | 2000 | TOP DRIVE / CLOCKWISE OPTION A 29817 |  |  | 12 TO 15 CST | NIL |  | 10 TO 10.5 BAR | AP5N2 EXT BRG PUMP X 400P PELTON WHEEL
FIRE | FOAM CONCENTRATE | Confidential | M21/123 | GE | AP100 | 2 | 320 | 1800 | BOTTOM DRIVE / CLOCKWISE | AMBIENT |  | ASSUMED 14 CST | NIL | ASSUMED FLOODED | 16 BAR | AP10 RV EB PUMP X 150HF X RUGGERINI SP420 DIESEL
FIRE | FOAM CONCENTRATE | Confidential | M21/151 | GE | AP110 | 1 | 0 |  | TOP DRIVE / ANTI-CLOCKWISE |  |  | ASSUMED 12-14 CST | NIL |  | 10 TO 13 BAR | AP11 RELIEF VALVE EXTENDED BEARING PUMP
FIRE | FOAM CONCENTRATE | Confidential | M21/157 | OEM | AP110 | 1 | 430 | 1900 | TOP DRIVE/ ACW OPTION 1 DRG 24307 |  |  |  | NIL |  | 20 BAR | AP11 RELIEF VALVE EXTENDED BEARING PUMP
FIRE | FOAM CONCENTRATE | Confidential | M21/164 | GE | AP050 | 10 | 15 | 1200 TO 1500 | TOP DRIVE / ANTI-CLOCKWISE |  |  | APPROX 14 CST | NIL | ASSUMED FLOODED | 10 TO 16 BARG | AP5N2 NON RV EXTENDED BEARING PUMP WITH 15MM DIN DRIVE END
FIRE | ANGUS TRIDOL 'S' 6% AFFF EXTRA LOW TEMP | Confidential | M21/191 | GE | HD050 | 2 | 500 | 1420 | TOP DRIVE / ANTI CLOCKWISE | 20°C NORM 5°C MIN 40°C MAX | 1 055 | 15 2 CST AT MINUS 10°C | NIL | 1 05 BAR A | 14.5 BAR A (13.45 BAR DIFFERENTIAL) | HD5 RV EB T2 M/S X SIEMENS 200L X BEDPLATE
FIRE | FOAM CONCENTRATE | Confidential | M21/197 | GE | AP050 | 1 | 15 | 1500 | TOP DRIVE / CLOCKWISE |  |  | APPROX 14 CST | NIL | ASSUMED FLOODED | 12 BAR G | AP5N RELIEF VALVE EXT BRG PUMP X ELECTROMAGNETIC CLUTCH
FIRE | FOAM CONCENTRATE | Confidential | M21/217 | GE | HD080 | 1 | 800 | 1500 | TOP DRIVE / CLOCKWISE |  |  | ASSUMED 14 CST | NIL | ASSUMED FLOODED | 20 BAR | HD8 RELIEF VALVE EXT BRG PUMP
FIRE | FOAM CONCENTRATE | Confidential | M21/219 | GE | HD050 | 2 | 500 | 1420 | TOP DRIVE / CLOCKWISE |  |  | ASSUMED 14 CST | NIL | ASSUMED FLOODED | 170 METRES | HD5 RV EXT BRG O/RIGGER PUMP D/C TE200L MTR ON B/PLATE
FIRE | FOAM CONCENTRATE | Confidential | M21/222 | GE | AP130 | 1 | 490 | 960 | TOP DRIVE / ANTI - CLOCKWISE |  |  | ASSUMED 14 CST | NIL | ASSUMED FLOODED | 20 BAR & 16 BAR (TWO DUTIES) | AP13 RELIEF VALVE EXTENDED BEARING PUMP
FIRE | FOAM CONCENTRATE | Confidential | M21/223 | GE | AP130 | 1 | 490 | 960 | TOP DRIVE / CLOCKWISE |  |  | ASSUMED 14 CST | NIL | ASSUMED FLOODED | 20 BAR & 16 BAR (TWO DUTIES) | AP13 RELIEF VALVE EXTENDED BEARING PUMP
FIRE | FLUOROPROTEIN FOAM | Confidential | M21/231 | GE | AP115 | 2 | 500 | 1700 TO 1800 | TOP DRIVE / CLOCKWISE |  |  | 10 TO 15 CST MIN | NIL |  | 16 BAR | AP11.5 RELIEF VALVE EXT BRG PUMP
FIRE | FOAM CONCENTRATE | Confidential | M21/234 | GE | AP050 | 1 | 19 |  | BOT DRIVE / CLOCKWISE OPTION 'G' 29817 |  | 1 15-1 17 | 18 CST | NIL | +/- 0 5 METRE | 11.18 | AP5N2 EXT BRG PUMP X 400P PELTON WHEEL
FIRE | FOAM CONCENTRATE | Confidential | M21/238 | GE | AP130 | 1 | 840 | 1420 | TOPDRIVE ANTI-CLOCKWISE | - |  | ASSUMED 14 CENTISTOKES | NIL | ASSUMED FLOODED | TRANSFER DUTY | AP13 RELIEF VALVE EXTENDED BEARING PUMP
FIRE | FOAM CONCENTRATE | Confidential | M21/239 | GE | AP130 | 1 | 800 | 1420 | TOPDRIVE ANTI-CLOCKWISE | - |  | ASSUMED 14 CENTISTOKES | NIL | ASSUMED FLOODED | 20 BAR | AP13 RELIEF VALVE EXTENDED BEARING PUMP
FIRE | FOAM CONCENTRATE | Confidential | M21/241 | GE | AP050 | 1 | 19 |  | BOT DRIVE / CLOCKWISE OPTION 'G' 29817 |  | 1 15-1 17 | 18 CST | NIL | +/- 0 5 METRE | 11.18BAR | AP5N2 EXT BRG PUMP X 400P PELTON WHEEL
FIRE | FOAM CONCENTRATE | Confidential | M21/254 | GE | AP110 | 4 | 280 | 1420 | TOP DRIVE / CLOCKWISE |  |  | ASSUMED 14 CST | NIL | ASSUMED FLOODED | 16 BAR | AP11 RELIEF VALVE EXTENDED BEARING PUMP
FIRE | FOAM CONCENTRATE | Confidential | M21/291 | GE | AP110 | 1 | 400 | 1600 | TOP DRIVE / CLOCKWISE |  |  | ASSUMED 14 CST | NIL | ASSUMED FLOODED | 8 BAR | AP11 EXT BRG X FENNER X RUGGERINI SP420 DIESEL
FIRE | FOAM CONCENTRATE ALCO SEAL 3-6LT | Confidential | M21/293 | GE | AP115 | 2 | 323.33 | 1420 | TOP DRIVE / CLOCKWISE |  |  | 165 CST AT REST | NIL | 1 0 BAR A | 15.4 BAR A | AP11.5 RV EXT BRG PUMP WITH CRANE T5610Q-1 CARTRIDGE SEAL
FIRE | FOAM TRIDOL S 1% | Confidential | M21/300 | GE | AP050 | 1 | 18 | 1600 | TOP DRIVE / CLOCKWISE OPTION A DRG 29817 |  | 1 025 | 10 TO 27 CST AT 20°C | NIL | FLOODED | 11.5 BARG | AP5N2 EXT BRG PUMP X 400P PELTON WHEEL
FIRE | FOAM CONCENTRATE | Confidential | M21/301 | GE | AP050 | 1 | 40 | 1450 | BOTTOM DRIVE/CLOCKWISE OPTION 'G' 29817 |  |  | ASSUMED 14 CST | NIL | ASSUMED FLOODED | 7 BARG | AP5 RV EXT BRG PUMP DRIVEN BY PELTON WHEEL
FIRE | FOAM CONCENTRATE | Confidential | M21/318 | GE | AP070 | 2 | 80 |  | TOP DRIVE / CLOCKWISE OPTION 'A' 29817 |  |  | ASSUMED 14 CENTISTOKE | NIL |  | 9 BAR | AP7 (2.500D) EXT BRG PUMP X 700P P/WHEEL - SINGLE NOZZLE
FIRE | FOAM CONCENTRATE | Confidential | M21/319 | GE | HD050 | 1 | 540 | 1500 | TOPDRIVE CLOCKWISE | - |  | ASSUMED 14 CST | NIL | ASSUMED FLOODED | 16 BAR | HD5 EXT BRG PUMP
FIRE | FOAM CONCENTRATE | Confidential | M21/324 | GE | AP115 | 1 | 600 | 1950 | TOP DRIVE / ANTI CLOCKWISE |  |  | 12 TO 15 CST | NIL |  | 16 BAR | AP11.5 RELIEF VALVE EXT BRG PUMP
FIRE | FOAM CONCENTRATE | Confidential | M21/334 | GE | AP130 | 1 | 700 | 1350 | TOP DRIVE / ANTI-CLOCKWISE |  |  | 5 TO 2000 CST | NIL |  | 18 BAR | AP13 EXTENDED BEARING PUMP
FIRE | FOAM CONCENTRATE | Confidential | M21/340 | OEM | AP130 | 1 | 750 | 1750 | TOP DRIVE/ANTI CLOCK OPTION 1 DRG 24307 |  |  | 100 CST | NIL |  | 18 BAR | AP13 RELIEF VALVE EXTENDED BEARING PUMP
FIRE | FOAM CONCENTRATE | Confidential | M21/349 | OEM | AP120 | 1 | 810 | 2000 | BOT DRIVE/ANTI-CLOCK OPTION 4 DRG 24307 | AMBIENT |  | 20 CST | NIL | FLOODED | 18 BAR | AP12 RELIEF VALVE SPECIAL PUMP
FIRE | FOAM CONCENTRATE | Confidential | M21/351 | GE | AP050 | 1 | 21 | 1500 | BOT DRIVE / CLOCKWISE OPTION 'G' 29817 |  | 1 15-1 17 | 18 CST | NIL | +/- 0 5 METRE | 6.09 BAR | #N/A
FIRE | FOAM CONCENTRATE | Confidential | M21/352 | GE | AP070 | 1 | 71 | 1850 | BOT DRIVE / CLOCKWISE OPTION 'G' 29817 |  | 1 15-1 17 | 18 CST | NIL | +/- 0 5 METRE | 9.34 BAR | #N/A
FIRE | FOAM CONCENTRATE | Confidential | M21/356 | GE | HD050 | 1 | 528 | 1500 | TOP DRIVE / CLOCKWISE |  |  | ASSUMED 14 CST | NIL | NORMALLY FLOODED | 16 BAR | HD5 RELIEF VALVE EXT BRG PUMP
FIRE | FOAM CONCENTRATE | Confidential | M21/357 | GE | HD050 | 1 | 528 | 1500 | TOP DRIVE / CLOCKWISE |  |  | ASSUMED 14 CST | NIL | NORMALLY FLOODED | 16 BAR | HD5 RELIEF VALVE EXT BRG PUMP
FIRE | FOAM CONCENTRATE | Confidential | M21/367 | GE | AP050 | 1 | 21 | 1500 | BOT DRIVE / CLOCKWISE OPTION 'G' 29817 |  | 1 15-1 17 | 18 CST | NIL | +/- 0 5 METRE | 6.09 BAR | AP5N2 EXT BRG PUMP X 400P PELTON WHEEL
FIRE | FOAM CONCENTRATE | Confidential | M21/368 | GE | AP070 | 1 | 71 | 1850 | BOT DRIVE / CLOCKWISE OPTION 'G' 29817 |  | 1 15-1 17 | 18 CST | NIL | +/- 0 5 METRE | 9.34 BAR | AP7N2 EXT BRG PUMP D/C TO 700P PELTON WHEEL
FIRE | FOAM CONCENTRATE | Confidential | M21/370 | OEM | AP120 | 15 | 810 | 2000 | BOT DRIVE/ANTI-CLOCK OPTION 4 DRG 24307 | AMBIENT |  | 20 CST | NIL | FLOODED | 18 BAR | AP12 RELIEF VALVE SPECIAL PUMP
FIRE | FOAM CONCENTRATE | Confidential | M21/371 | OEM | AP120 | 12 | 0 | 1750 | BOT DRIVE/CLOCKWISE OPTION 3 DRG 24307 | AMBIENT |  | 10 TO 15 CST | NIL | FLOODED | 8 BAR | AP12 RELIEF VALVE PUMP (FAT SHAFT)
FIRE | FOAM CONCENTRATE | Confidential | M21/372 | OEM | AP115 | 13 | 600 | 2000 | BOT DRIVE/CLOCKWISE OPTION 3 DRG 24307 |  |  |  | NIL |  | 18 BAR | AP11.5 RELIEF VALVE EXTENDED BEARING PUMP
FIRE | FOAM CONCENTRATE | Confidential | M21/373 | OEM | AP130 | 1 | 750 | 1750 | TOP DRIVE/ANTI CLOCK OPTION 1 DRG 24307 |  |  | 100 CST | NIL |  | 18 BAR | AP13 RELIEF VALVE EXTENDED BEARING PUMP
FIRE | FOAM CONCENTRATE | Confidential | M21/389 | OEM | AP120 | 3 | 0 | 1950 | BOT DRIVE / CW OPTION 3 DRG 24307 | AMBIENT |  | 10-15 CST | NIL | FLOODED | 18 BAR | AP12 RELIEF VALVE PUMP (FAT SHAFT)
FIRE | FOAM CONCENTRATE | Confidential | M21/412 | GE | AP070 | 1 | 100 | 1650 | TOP DRIVE / CLOCKWISE |  |  | 12/14 CST | NIL | ASSUMED FLOODED | 12 BAR | AP7 (2.500D) EXT BRG PUMP X 700P P/WHEEL - SINGLE NOZZLE
FIRE | FOAM CONCENTRATE | Confidential | M21/440 | GE | AP080 | 1 | 120 | 1720 | TOP DRIVE / CLOCKWISE |  |  | 1600 CENTISTOKES AT REST (THIXOTROPIC) | NIL | FLOODED | 10.5 BAR | AP8 (2.250S) EXTENDED BEARING PUMP
FIRE | FOAM CONCENTRATE | Confidential | M21/461 | GE | AP115 | 1 | 600 | 1950 | TOP DRIVE / ANTI CLOCKWISE |  |  | 12 TO 15 CST | NIL |  | 16 BAR | AP11.5 RELIEF VALVE EXT BRG PUMP
FIRE | FOAM CONCENTRATE | Confidential | M21/469 | OEM | AP115 | 1 | 400 | 2000 | BOT DRIVE/CLOCKWISE OPTION 3 DRG 24307 |  |  | 100 CST | NIL |  | 18 BAR | AP11.5 RELIEF VALVE EXTENDED BEARING PUMP
FIRE | FOAM 6% | Confidential | M21/500 | GE | AP090 | 2 | 180 | 1470 | TOP DRIVE / ANTI-CLOCKWISE | 5°C MIN 20°C NORM 50°C MAX | 1 04 | 105 CPS AT MINUS 5°C 97 CPS AT +50°C | NIL | FLOODED | 13.5 BARG . | AP9 RV EB T2 M/S X 160M X BEDPLATE
FIRE | FOAM CONCENTRATE | Confidential | M21/550 | GE | AP110 | 4 | 280 | 1420 | TOP DRIVE / CLOCKWISE |  |  | ASSUMED 14 CST | NIL | ASSUMED FLOODED | 16 BAR | AP11 RELIEF VALVE EXTENDED BEARING PUMP
FIRE | FOAM CONCENTRATE | Confidential | M21/556 | GE | AP130 | 1 | 700 | 1350 | TOP DRIVE / ANTI-CLOCKWISE |  |  | 5 TO 2000 CST | NIL |  | 18 BAR | AP13 EXTENDED BEARING PUMP
FIRE | FOAM CONCENTRATE | Confidential | M21/567 | GE | HD040 | 1 | 367 | 1420 | TOP DRIVE / CLOCKWISE | 5 TO 54°C |  | 14 CST | NIL | 0 2 BAR G | 15 BAR G DIFFERENTIAL | HD4 RELIEF VALVE EXT BRG D/C ANGA-180-LD MOTOR
FIRE | FOAM CONCENTRATE | Confidential | M21/572 | GE | AP130 | 1 | 700 | 1350 | TOP DRIVE / ANTI-CLOCKWISE |  |  | 5 TO 2000 CST | NIL |  | 18 BAR | AP13 EXTENDED BEARING PUMP
FIRE | FOAM CONCENTRATE | Confidential | M21/575 | GE | AP070 | 1 | 65 | 1700-2000 | BOT DRIVE/ANTI CLOCK OPTION 'H' 29817 |  |  | ASSUMED 14 CST | NIL | ASSUMED FLOODED | 12 BARG | AP7N2 (1.625S) EXT BRG PUMP X 700P P/WHEEL - FLANGED NOZZLE
FIRE | FOAM CONCENTRATE | Confidential | M21/576 | GE | AP070 | 3 | 83 | 1700-2000 | TOP DRIVE/ANTI CLOCK OPTION 'D' 29817 |  |  | ASSUMED 14 CST | NIL | ASSUMED FLOODED | 13 BARG | AP7N2 (1.625S) EXT BRG PUMP X 700P P/WHEEL - FLANGED NOZZLE
FIRE | FOAM CONCENTRATE | Confidential | M21/585 | GE | AP050 | 1 | 15 | 1500 | TOP DRIVE / CLOCKWISE |  |  | APPROX 14 CST | NIL | ASSUMED FLOODED | 12 BAR G | AP5N RELIEF VALVE EXT BRG PUMP X FREE ISSUE COUPLING/CLUTCH
FIRE | FOAM CONCENTRATE | Confidential | M21/605 | GE | AP090 | 1 | 300 | 2200 | BOTOM DRIVE / CLOCKWISE OPTION G 29817 |  |  | 125 CST | NIL | ASSUMED FLOODED | 13 BAR | AP9 EXT BRG PUMP X 700P P/WHEEL - TWIN NOZZLE
FIRE | FOAM CONCENTRATE | Confidential | M21/622 | GE | HD040 | 1 | 367 | 1420 | TOP DRIVE / ANTI-CLOCKWISE | 5 TO 54°C |  | 14 CST | NIL | 0 2 BAR G | 15 BAR G DIFFERENTIAL | HD4 RELIEF VALVE EXT BRG PUMP
FIRE | FOAM CONCENTRATE | Confidential | M21/652 | GE | AP040 | 1 | 17 | 1420 | TOP DRIVE CLOCKWISE |  |  | ASSUMED 14 CST | NIL | ASSUMED FLOODED | 12 BAR | AP4 RELIEF VALVE EXTENDED BEARING PUMP
FIRE | ANGUS-FOAM CONCENTRATE | Confidential | M21/658 | GE | AP115 | 1 | 360 | 1420 |  | - |  | ASSUMED 14 CENTISTOKES | NIL | ASSUMED FLOODED | 13 BAR | AP11.5 EXT BRG PUMP D/C TO TE180M MOTOR
FIRE | FOAM CONCENTRATE | Confidential | M21/659 | GE | AP080 | 1 | 123 | 1420 | TOP DRIVE / CLOCKWISE |  |  | ASSUMED 14 CST | NIL | ASSUMED FLOODED | 13 BAR | AP8 (2.250S) EXT BRG PUMP X FENNER X WEG TE112M
FIRE | FOAM 3% AFFF | Confidential | M21/676 | GE | AP115 | 1 | 400 | 1500 | TOP DRIVE / CLOCKWISE |  |  | ASSUMED 14 CST | NIL | ASSUMED FLOODED | 13 BAR G | AP11.5 EXT BRG PUMP D/C TRIPLE NOZZLE 700P PELTON WHEEL
FIRE | FOAM CONCENTRATE | Confidential | M21/723 | GE | AP115 | 1 | 433 | 1420 | TOPDRIVE / ANTI-CLOCKWISE |  |  |  | NIL | ASSUMED FLOODED | 20 BAR & 16 BAR (TWO DUTIES) | AP11.5 RV EXT BRG PUMP
FIRE | FOAM CONCENTRATE | Confidential | M21/724 | GE | AP050 | 1 | 15 | 1500 | TOP DRIVE / CLOCKWISE |  |  | APPROX 14 CST | NIL | ASSUMED FLOODED | 12 BAR G | AP5N RELIEF VALVE EXT BRG PUMP X FREE ISSUE COUPLING/CLUTCH
FIRE | FOAM CONCENTRATE | Confidential | M21/725 | GE | AP040 | 4 | 18 | 1100 | BOTTOM DRIVE / CLOCKWISE |  |  | 10 TO 15 CST AT 25°C | NIL |  | 8 BAR | AP4 (1.250S) EXTENDED BEARING PUMP
FIRE | FOAM TRIDOL S 1% | Confidential | M21/740 | GE | AP050 | 2 | 18 | 1300 | TOP DRIVE / CLOCKWISE |  | 1 025 | 10 TO 27 CST AT 20°C | NIL | FLOODED | 8.7 BARG | AP5N2 EXT BRG PUMP X 400P PELTON WHEEL
FIRE | FOAM CONCENTRATE | Confidential | M21/742 | GE | AP050 | 1 | 15 | 1500 | TOP DRIVE / CLOCKWISE |  |  | APPROX 14 CST | NIL | ASSUMED FLOODED | 12 BAR G | AP5N RELIEF VALVE EXT BRG PUMP X FREE ISSUE COUPLING/CLUTCH
FIRE | FOAM CONCENTRATE | Confidential | M21/745 | GE | AP070 | 1 | 83 | 1600 | BOT DRIVE / CLOCKWISE OPTION G 29817 |  |  | ASSUMED 14 CST | NIL | ASSUMED FLOODED | 13 BAR | AP7 (2.500D) EXT BRG PUMP X 700P P/WHEEL - SINGLE NOZZLE
FIRE | FOAM CONCENTRATE | Confidential | M21/746 | GE | AP080 | 4 | 123 | 1500 | BOT DRIVE / ANTI CLOCK OPTION F 29817 |  |  | ASSUMED 14 CST | NIL | ASSUMED FLOODED | 14 BAR | AP8 EXT BRG PUMP X 700P P/WHEEL - SINGLE NOZZLE
FIRE | FOAM CONCENTRATE | Confidential | M21/747 | GE | AP120 | 1 | 460 | 1270 | TOP DRIVE / ANTI-CLOCKWISE |  |  | 5 TO 2000 CST | NIL |  | 18 BAR | AP12 EXTENDED BEARING PUMP
FIRE | FOAM CONCENTRATE | Confidential | M21/764 | GE | HD050 | 2 | 800 | 2100 | TOP DRIVE / CLOCKWISE |  |  | ASSUMED 14 CST | NIL | ASSUMED FLOODED | 18 BAR | HD5 RELIEF VALVE EXT BRG PUMP
FIRE | FOAM NF CENTURION AR-AFFF 3-3% | Confidential | M21/778 | GE | AP090 | 1 | 285 | 1850 | TOP DRIVE / CLOCKWISE OPTION A 29817 | AMBIENT |  | 14-25 CST IN PUMP | NIL | FLOODED | 11.5 BARG MAX 8.5 BARG NORMAL | AP9 EXT BRG PUMP X 700P P/WHEEL - SINGLE NEW NOZZLE DESIGN
FIRE | FOAM TRIDOL S 1% | Confidential | M21/805 | GE | AP050 | 3 | 18 | 1300 | TOP DRIVE / CLOCKWISE |  | 1 025 | 10 TO 27 CST AT 20°C | NIL | FLOODED | 8.7 BARG | AP5N2 EXT BRG PUMP X 400P PELTON WHEEL
FIRE | FOAM CONCENTRATE | Confidential | M21/822 | GE | AP090 | 1 | 235 | 1700 | TOP DRIVE / CLOCKWISE OPTION 'A' 29817 |  |  | 12 TO 15 CST | NIL |  | 9 BAR | AP9 EXT BRG PUMP X 700P P/WHEEL - SINGLE NOZZLE
FIRE | FOAM CONCENTRATE | Confidential | M21/828 | GE | AP070 | 2 | 75 | 1800 | TOP DRIVE / CLOCKWISE OPTION A 29817 |  |  | ASSUMED 15 CST | NIL | FLOODED | 18 BAR G | AP7N2 (1.625D) RV EXT BRG PUMP X 700P P/WHEEL - NEW NOZZLE
FIRE | FOAM LIQUID | Confidential | M21/831 | GE | AP115 | 1 | 0 | 1000 - 1100 | TOP DRIVE / ANTI CLOCKWISE | AMBIENT | 1 | 12 TO 14 CST | NIL | FLOODED | 250 PSIG | AP11.5 FLG MTD EXT BRG BARESHAFT
FIRE | FOAM CONCENTRATE (ARC 3X3) | Confidential | M21/862 | GE | AP070 | 3 | 84 | 1420 | TOP DRIVE / CLOCKWISE |  | 1 045 | 1300 CST AT REST, ASSUMED 14-20 CST | NIL |  | 12 BAR | AP7 EXT BRG PG PUMP X FENNER 90HF X ABB M2QA100L4B
FIRE | FOAM 3% | Confidential | M21/923 | GE | AP115 | 2 | 360 | 1450 | TOP DRIVE/ANTI CLOCKWISE OPTION K 32910 |  |  | ASSUMED 14 CST | NIL | ASSUMED FLOODED | 12 BAR | AP11.5 EXT BRG PUMP X 700P P/WHEEL-TWIN NOZZLE
FIRE | FOAM CONCENTRATE | Confidential | M21/935 | GE | AP090 | 1 | 234 |  | TOP DRIVE / CLOCKWISE |  |  |  | NIL |  | 9 BAR G | AP9 EXTENDED BEARING PUMP
FIRE | FOAM CONCENTRATE | Confidential | M21/944 | GE | AP130 | 1 | 490 | 1800 | TOP DRIVE / CLOCKWISE |  |  | ASSUMED 14 CST | NIL | ASSUMED FLOODED | 20 BAR (1110 LPM) | AP13 RELIEF VALVE EXTENDED BEARING PUMP
FIRE | FOAM CONCENTRATE | Confidential | M21/945 | GE | AP115 | 1 | 433 | 1420 | TOPDRIVE / ANTI-CLOCKWISE |  |  |  | NIL | ASSUMED FLOODED | 20 BAR (365 LPM) | AP11.5 RV EXT BRG PUMP
FIRE | FOAM CONCENTRATE | Confidential | M21/955 | OEM | AP120 | 10 | 810 | 2000 | BOT DRIVE/ANTI-CLOCK OPTION 4 DRG 24307 | AMBIENT |  | 20 CST | NIL | FLOODED | 18 BAR | AP12 RELIEF VALVE PUMP (FAT SHAFT)
FIRE | FOAM CONCENTRATE | Confidential | M21/961 | GE | AP090 | 1 | 330 | 2400 | BOTTOM DRIVE / CLOCKWISE OPTION L 32910 |  |  | 125 CST | NIL | ASSUMED FLOODED | 13 BAR | AP9 EXT BRG PUMP X 700P P/WHEEL - TWIN NOZZLE
FIRE | FOAM CONCENTRATE | Confidential | M21/979 | OEM | AP120 | 1 | 0 | 1950 | BOT DRIVE / CW OPTION 3 DRG 24307 | AMBIENT |  | 10-15 CST | NIL | FLOODED | 18 BAR | AP12 RELIEF VALVE PUMP (FAT SHAFT)
FIRE | FOAM CONCENTRATE | Confidential | M21/981 | GE | AP120 | 2 | 460 | 1270 | TOP DRIVE / ANTI-CLOCKWISE |  |  | 5 TO 2000 CST | NIL |  | 18 BAR | AP12 EXTENDED BEARING PUMP
FIRE | FOAM CONCENTRATE | Confidential | M21/982 | GE | AP130 | 1 | 700 | 1350 | TOP DRIVE / ANTI-CLOCKWISE |  |  | 5 TO 2000 CST | NIL |  | 18 BAR | AP13 EXTENDED BEARING PUMP
FIRE | FOAM CONCENTRATE | Confidential | M21/993 | GE | AP115 | 1 | 440 | 1420 | TOPDRIVE CLOCKWISE |  |  | ASSUMED 14 CENTISTOKES | NIL | ASSUMED FLOODED | 10 BAR DELIVERY | AP11.5 RELIEF VALVE EXT BRG PUMP
FIRE | FOAM CONCENTRATE | Confidential | M22/002 | GE | AP080 | 1 | 151.5 | 1800 | TOP DRIVE / CLOCKWISE OPTION 'A' 29817 | - |  | ASSUMED 14 CENTISTOKES | NIL | ASSUMED FLOODED | 10 BAR | AP8 EXT BRG PUMP X 700P P/WHEEL - SINGLE NOZZLE
FIRE | FOAM CONCENTRATE | Confidential | M22/043 | GE | AP070 | 1 | 70 | 1400 | TOP DRIVE/ ANTI-CLOCKWISE OPTION D 29817 |  |  | ASSUMED 14 CENTISTOKE | NIL |  | 10 BAR | AP7 (2.500D) EXT BRG PUMP X 700P P/WHEEL - SINGLE NOZZLE
FIRE | FOAM CONCENTRATE | Confidential | M22/066 | GE | AP050 | 2 | 15 | 1500 | TOP DRIVE / CLOCKWISE |  |  | APPROX 14 CST | NIL | ASSUMED FLOODED | 12 BAR G | AP5N RELIEF VALVE EXT BRG PUMP X FREE ISSUE COUPLING/CLUTCH
FIRE | FOAM CONCENTRATE | Confidential | M22/071 | GE | AP080 | 1 | 150 | 1900 | TOP DRIVE / CLOCKWISE OPTION A 29817 |  |  | ASSUMED 14 CST | NIL | ASSUMED FLOODED | 15 BAR | AP8 EXT BRG PUMP X 700P P/WHEEL - SINGLE NOZZLE
FIRE | FOAM CONCENTRATE | Confidential | M22/072 | GE | AP080 | 1 | 150 | 1420 | TOP DRIVE / CLOCKWISE |  |  | ASSUMED 14 CST | NIL | ASSUMED FLOODED | 15 BAR . | AP8 (2.250D) EXT BRG PUMP X 110HF X WEG TE132M
FIRE | FOAM CONCENTRATE | Confidential | M22/073 | GE | HD050 | 1 | 450 | 1400 | BOTTOM DRIVE / ANTI CLOCKWISE |  |  | ASSUMED 14 CST | NIL | ASSUMED FLOODED | 15 BAR | HD5 EXT BRG PUMP D/C TRIPLE NOZZLE 700P PELTON WHEEL
FIRE | FOAM CONCENTRATE | Confidential | M22/074 | GE | HD050 | 1 | 450 | 1420 | TOP DRIVE / CLOCKWISE |  |  | ASSUMED 14 CST | NIL | ASSUMED FLOODED | 15 BAR . | HD5 EXT BRG PUMP X FENNER X TE180L X BEDPLATE
FIRE | FOAM CONCENTRATE | Confidential | M22/076 | GE | AP060 | 1 | 63 | 1420 | TOP DRIVE / CLOCKWISE |  |  | 200 CST (THIXOTROPIC TO 14 CST) | NIL |  | 10 BAR G | AP6 RELIEF VALVE EXTENDED BEARING PUMP
FIRE | FOAM AR-FFFP | Confidential | M22/077 | GE | AP070 | 1 | 67 | 1800 | BOTTOM DRIVE / ANTI CLOCK OPTION H 29817 |  |  | 18 CST AT 20°C | NIL | ASSUMED FLOODED | 10 BARG | AP7N2 (1.625D) EXT BRG PUMP X 700P P/WHEEL - SINGLE NOZZLE
FIRE | AFFF - FOAM CONCENTRATE | Confidential | M22/099 | GE | AP050 | 2 | 25 | 1080 | TOP DRIVE / ANTI CLOCKWISE | -15°C MIN |  | 67 CST AT 8°C 29 CST AT 20°C | NIL | FLOODED | 16.5 BAR MAX. | AP5 EXTENDED BEARING PUMP
FIRE | FOAM CONCENTRATE | Confidential | M22/100 | OEM | AP120 | 1 | 600 | 2000 | BOTTOM DRIVE / CLOCKWISE OPTION 3 24307 |  |  | 100 CST | NIL |  | 18 BAR | AP12 RELIEF VALVE EXT BRG PUMP
FIRE | FOAM CONCENTRATE | Confidential | M22/102 | GE | AP090 | 2 | 300 | 2200 | BOT DRIVE/ANTI-CLOCKWISE OPTION M 32910 |  |  | 14 CST | NIL | ASSUMED FLOODED | 13 BAR | AP9 EXT BRG PUMP X 700P P/WHEEL - TWIN NOZZLE
FIRE | FOAM CONCENTRATE | Confidential | M22/107 | OEM | AP110 | 1 | 400 | 1800 | BOT DRIVE/ CLOCKWISE OPTION 3 DRG 24307 |  |  |  | NIL |  | 20 BAR | AP11 RELIEF VALVE EXTENDED BEARING PUMP
FIRE | FOAM CONCENTRATE | Confidential | M22/108 | OEM | AP115 | 1 | 500 | 1850 | TOP DRIVE / ACW OPTION 1 DRG 24307 |  |  | 12 TO 15 CST | NIL |  | 20 BAR | AP11.5 RELIEF VALVE EXTENDED BEARING PUMP
FIRE | FOAM AFFF | Confidential | M22/110 | GE | AP110 | 1 | 334 | 1500 | TOP DRIVE / CLOCKWISE | - | 1 15 | 50 CENTISTOKES | NIL | 2 BAR A | 10.5 BAR G (9.5 BAR DIFF) | AP11 RV M/SEAL T/BRG EXTENDED BEARING PUMP
FIRE | FOAM CONCENTRATE | Confidential | M22/115 | GE | AP110 | 1 | 400 | 1600 | TOP DRIVE / CLOCKWISE |  |  | 12-14 CST | NIL | PLUS OR MINUS 3 METRES | 10 BAR . | AP11 RV EXTENDED BEARING PUMP
FIRE | FOAM CONCENTRATE | Confidential | M22/125 | GE | AP115 | 4 | 400 | 1450 | TOP DRIVE / CLOCKWISE |  |  | 12 TO 15 CST | NIL |  | 14 BAR | AP11.5 EXT BRG PUMP WITH DOUBLE LIPSEAL
FIRE | FOAM CONCENTRATE | Confidential | M22/127 | OEM | AP130 | 1 | 750 | 1750 | TOP DRIVE/ANTI CLOCK OPTION 1 DRG 24307 |  |  | 100 CST | NIL |  | 18 BAR | AP13 RELIEF VALVE EXTENDED BEARING PUMP
FIRE | FOAM CONCENTRATE | Confidential | M22/153 | GE | AP110 | 1 | 200 | 1000 | TOP DRIVE / CLOCKWISE | 20°C | 1 16 | ASSUMED 14 CST | NIL | FLOODED | 12 BAR | AP11 EXTENDED BEARING PUMP
FIRE | FOAM CONCENTRATE | Confidential | M22/158 | GE | HD050 | 1 | 540 | 1400 | TOP DRIVE / CLOCKWISE | - |  | ASSUMED 14 CENTISTOKES | NIL | ASSUMED FLOODED | 16 BAR | HD5 EXT BRG PUMP
FIRE | FOAM CONCENTRATE | Confidential | M22/159 | GE | AP110 | 2 | 280 | 1420 | TOP DRIVE / CLOCKWISE |  |  | ASSUMED 14 CST | NIL | ASSUMED FLOODED | 16 BAR | AP11 RELIEF VALVE EXTENDED BEARING PUMP
FIRE | FOAM CONCENTRATE | Confidential | M22/166 | GE | AP115 | 2 | 440 | 1420 | TOP DRIVE / CLOCKWISE | - |  | ASSUMED 14 CENTISTOKES | NIL | ASSUMED FLOODED | 10 BAR DELIVERY | AP11.5 RV EXT BRG PUMP D/C TO PETROL ENGINE ON BEDPLATE
FIRE | FOAM CONCENTRATE | Confidential | M22/167 | GE | HD050 | 2 | 0 | SAY.. 1500 | TOP DRIVE / CLOCKWISE |  |  | ASSUMED 14 CST | NIL | ASSUMED FLOODED | SAY 20 BAR | HD5 EXT BRG PUMP
FIRE | AFFF - FOAM CONCENTRATE | Confidential | M22/169 | GE | HD050 | 2 | 484 | 1500 | TOP DRIVE / CLOCKWISE | 10 TO 50°C |  | 14 CST ASSUMED | NIL | ASSUMED FLOODED | 18 BAR | HD5 RELIEF VALVE EXT BRG PUMP X ROTEX X 225S MOTOR
FIRE | FOAM CONCENTRATE | Confidential | M22/185 | GE | AP050 | 1 | 44 | 1420 | TOP DRIVE / CLOCKWISE |  |  | ASSUMED 14 CST | NIL | ASSUMED FLOODED | UP TO 50 PSI | AP5 EXTENDED BEARING PUMP X 70HF X WEG ME80
FIRE | FOAM CONCENTRATE | Confidential | M22/202 | GE | AP110 | 1 | 0 |  | BOTTOM DRIVE/ANTI-CLOCKWISE |  |  | 12 TO 15 CST | NIL |  |  | AP11 EXTENDED BEARING PUMP
FIRE | FOAM NIAGARA AR-FFFP 3-3 | Confidential | M22/218 | GE | AP115 | 1 | 408 | 1500 | TOP DRIVE/CLOCKWISE OPTION 'J' DRG 32910 |  | 1 17 | 18 CST AT 20°C | NIL | FLOODED | 9 BARG | AP11.5 EXT BRG PUMP X 700P P/WHEEL-TWIN NOZZLE
FIRE | FOAM CONCENTRATE | Confidential | M22/219 | GE | AP080 | 1 | 123 | 1500 | BOT DRIVE / CLOCKWISE OPTION G 29817 |  |  | ASSUMED 14 CST | NIL | ASSUMED FLOODED | 12 BAR | AP8 EXT BRG PUMP X 700P P/WHEEL - SINGLE NOZZLE
FIRE | FOAM CONCENTRATE | Confidential | M22/220 | GE | AP100 | 1 | 250 | 1450 |  | - |  | MAX 100 CST | NIL | FLOODED | 16 BAR | AP10 RELIEF VALVE EXTENDED BEARING PUMP
FIRE | FOAM CONCENTRATE | Confidential | M22/232 | GE | AP080 | 1 | 151.5 | 1900 | TOP DRIVE / CLOCKWISE OPTION 'A' 29817 | - |  | ASSUMED 14 CENTISTOKES | NIL | ASSUMED FLOODED | 10 BAR | AP8 EXT BRG PUMP X 700P P/WHEEL - SINGLE NOZZLE
FIRE | ARTIC FOAM AFFF 3% | Confidential | M22/251 | GE | HD050 | 2 | 583.33 | 1420 | TOP DRIVE / CLOCKWISE |  |  | BELOW 10 CST AT ROOM TEMP | NIL | ASSUMED FLOODED | 13 BARG | HD5 EXT BRG LIPSEAL PUMP X 180HF X 200L MOTOR
FIRE | ARC FOAM CONCENTRATE | Confidential | M22/265 | GE | AP050 | 1 | 43 | 1575 | TOP DRIVE / CLOCKWISE | - |  | ASSUMED 14 CENTISTOKES | NIL | ASSUMED FLOODED | 13 BAR G | AP5 EXT BRG PUMP X 400P PELTON WHEEL
FIRE | FOAM CONCENTRATE | Confidential | M22/287 | GE | AP115 | 1 | 0 | 1000 - 1100 | TOP DRIVE / ANTI CLOCKWISE | AMBIENT | 1 | 14 CENTISTOKES | NIL | FLOODED | 250 PSI G | AP11.5 FLG MTD EXT BRG BARESHAFT
FIRE | FOAM CONCENTRATE | Confidential | M22/297 | GE | AP070 | 2 | 123 | 2300 | TOP DRIVE / CLOCKWISE |  |  | ASSUMED 14 CENTISTOKES | NIL | ASSUMED FLOODED | 12 BAR | AP7 (2.500D) EXT BRG PUMP X 700P P/WHEEL - SINGLE NOZZLE
FIRE | FOAM CONCENTRATE | Confidential | M22/299 | OEM | AP130 | 1 | 750 | 1750 | TOP DRIVE/ANTI CLOCK OPTION 1 DRG 24307 |  |  | 100 CST | NIL |  | 18 BAR | AP13 RELIEF VALVE EXTENDED BEARING PUMP
FIRE | FOAM CONCENTRATE | Confidential | M22/300 | OEM | AP115 | 4 | 500 | 1850 | TOP DRIVE / ACW OPTION 1 DRG 24307 |  |  | 12 TO 15 CST | NIL |  | 20 BAR | AP11.5 RELIEF VALVE EXTENDED BEARING PUMP
FIRE | FOAM CONCENTRATE | Confidential | M22/308 | GE | AP040 | 2 | 27 | 2000 | TOP DRIVE / ANTI-CLOCKWISE |  |  | 12 CST | NIL | FLOODED | 7 BAR | AP4-2700 FLG MTD EXTENDED BEARING PUMP
FIRE | ROKOPOL | Confidential | M22/321 | GE | AP040 | 2 | 13.64 | 1440 | TOP DRIVE / CLOCKWISE | 80°C | 1 | 6 CPS | NIL | 0 7 KG/CM2 G | 11 KG/CM2 G | AP4 T109 M/SEAL RV EXT BRG PUMP
FIRE | FOAM CONCENTRATE | Confidential | M22/340 | GE | AP050 | 1 | 0 | 1500 | TOP DRIVE / CLOCKWISE |  |  | APPROX 14 CST | NIL |  | 16 BARG ALSO 10 BARG | AP5N2 RELIEF VALVE EXTENDED BEARING PUMP
FIRE | FOAM CONCENTRATE | Confidential | M22/362 | GE | AP110 | 2 | 280 | 1420 | TOP DRIVE / CLOCKWISE |  |  | ASSUMED 14 CST | NIL | ASSUMED FLOODED | 16 BAR | AP11 RELIEF VALVE EXTENDED BEARING PUMP
FIRE | FOAM CONCENTRATE | Confidential | M22/388 | GE | AP110 | 1 | 324 | 1500 | TOP DRIVE / CLOCKWISE |  |  | ASSUMED 14 CST | NIL | ASSUMED FLOODED | 13 BAR G | AP11 EXTENDED BEARING PUMP
FIRE | FOAM CONCENTRATE | Confidential | M22/391 | GE | AP110 | 4 | 0 |  | BOTTOM DRIVE / ANTI CLOCKWISE |  |  | 12 TO 15 CST | NIL |  |  | AP11 EXTENDED BEARING PUMP
FIRE | FOAM CONCENTRATE | Confidential | M22/392 | GE | AP090 | 2 | 270 | 2194 | TOP DRIVE / CLOCKWISE |  |  | ASSUMED 12 CST | NIL | ASSUMED FLOODED | 14 BAR | AP9 EXTENDED BEARING PUMP
FIRE | FOAM CONCENTRATE | Confidential | M22/403 | GE | AP115 | 2 | 433 | 1420 | TOPDRIVE / CLOCKWISE |  |  |  | NIL | ASSUMED FLOODED | 20 BAR (365 LPM) | AP11.5 RV EXT BRG PUMP
FIRE | FOAM CONCENTRATE | Confidential | M22/404 | GE | AP130 | 1 | 490 | 1800 | TOP DRIVE / CLOCKWISE |  |  | ASSUMED 14 CST | NIL | ASSUMED FLOODED | 20 BAR (1110 LPM) | AP13 RELIEF VALVE EXTENDED BEARING PUMP
FIRE | FOAM CONCENTRATE | Confidential | M22/406 | GE | AP050 | 1 | 15 | 1200 TO 1500 | TOP DRIVE / ANTI-CLOCKWISE |  |  | APPROX 14 CST | NIL | ASSUMED FLOODED | 10 TO 16 BARG | AP5N2 NON RV EXTENDED BEARING PUMP WITH 15MM DIN DRIVE END
FIRE | FOAM NIAGARA AR-FFFP 3-3 | Confidential | M22/410 | GE | AP115 | 1 | 357 | 1500 | TOP DRIVE/CLOCKWISE OPTION 'J' DRG 32910 |  | 1 17 | 18 CST AT 20°C | NIL | FLOODED | 10 BARG | AP11.5 EXT BRG PUMP X 700P P/WHEEL-TWIN NOZZLE
FIRE | ANGUS FOAM CONCENTRATE | Confidential | M22/414 | GE | AP080 | 1 | 120 | 1420 | TOP DRIVE / CLOCKWISE |  |  | ASSUMED 14 CST | NIL | ASSUMED FLOODED | 17.5 BARG | AP8 (2.250S) RV EXT BRG PUMP D/C WEG 132M
FIRE | FOAM CONCENTRATE | Confidential | M22/418 | GE | AP090 | 1 | 290.94 | 2200 | RIGHT TO LEFT VIEWED ON PUMP DRIVE SHAFT | 85°F NORM |  | 10 CST | NIL | ASSUMED FLOODED | 200 PSI | AP9 EXTENDED BEARING PUMP D/C TO RUGGERINI SP420 DIESEL
FIRE | FOAM CONCENTRATE | Confidential | M22/430 | GE | AP110 | 1 | 320 | 1500 | TOP DRIVE / CLOCKWISE |  |  | ASSUMED 14 CST | NIL | ASSUMED FLOODED | 14 BAR | AP11 EXTENDED BEARING PUMP
FIRE | FOAM CONCENTRATE | Confidential | M22/431 | GE | HD050 | 1 | 540 | 1500 | TOP DRIVE / CLOCKWISE |  |  | ASSUMED 14 CST | NIL | ASSUMED FLOODED | 16 BAR | HD5 EXT BRG PUMP
FIRE | FOAM CONCENTRATE | Confidential | M22/432 | GE | AP110 | 1 | 300 | 1760 | TOP DRIVE / CLOCKWISE |  |  | ASSUMED 14 CENTISTOKES | NIL | ASSUMED FLOODED | 17 BAR | AP11 RV EXTENDED M/SEAL BEARING PUMP D/C TO MEMA L286T MOTOR
FIRE | FOAM CONCENTRATE | Confidential | M22/435 | OEM | AP120 | 5 | 810 | 2000 | BOT DRIVE/ANTI-CLOCK OPTION 4 DRG 24307 | AMBIENT |  | 20 CST | NIL | FLOODED | 18 BAR | AP12 RELIEF VALVE PUMP (FAT SHAFT)
FIRE | FOAM CONCENTRATE | Confidential | M22/443 | GE | AP115 | 5 | 433 | 1420 | TOPDRIVE / ANTI-CLOCKWISE |  |  |  | NIL | ASSUMED FLOODED | 20 BAR (365 LPM) | AP11.5 RV EXT BRG PUMP
FIRE | FOAM CONCENTRATE | Confidential | M22/468 | GE | AP120 | 1 | 320 | 960/1800 | TOP DRIVE / CLOCKWISE |  |  | ASSUMED 14 CST | NIL | ASSUMED FLOODED | 16/21 BAR | AP12 RELIEF VALVE EXTENDED BEARING PUMP
FIRE | FOAM CONCENTRATE | Confidential | M22/490 | GE | AP115 | 4 | 433 | 1420 | 1 - TD/CW 3 - TD/ACW |  |  |  | NIL | ASSUMED FLOODED | 20 BAR (365 LPM) | AP11.5 RV EXT BRG PUMP
FIRE | FOAM CONCENTRATE | Confidential | M22/491 | GE | AP115 | 5 | 433 | 1420 | TOPDRIVE / ANTI-CLOCKWISE |  |  |  | NIL | ASSUMED FLOODED | 20 BAR (365 LPM) | AP11.5 RV EXT BRG PUMP
FIRE | FOAM AFFF | Confidential | M22/522 | GE | AP050 | 1 | 30 | 1500/1650 | TOP DRIVE / CLOCKWISE |  |  | ASSUMED 14 CST | NIL | ASSUMED FLOODED | 9 BAR | AP5N2 EXT BRG PUMP X 400P PELTON WHEEL
FIRE | FOAM CONCENTRATE | Confidential | M22/525 | GE | HD050 | 2 | 550 | 1500 | TOP DRIVE / CLOCKWISE |  |  | ASSUMED 14 CST | NIL | ASSUMED FLOODED | 17 BAR | HD5 RELIEF VALVE EXT BRG PUMP
FIRE | FOAM 3% ARC | Confidential | M22/532 | GE | AP090 | 1 | 180 | 1500 | TOP DRIVE / CLOCKWISE |  | 1 15/1 17 | 12-15 CST | NIL | ASSUMED FLOODED | 8.5 BAR | AP9 EXT BRG PUMP X 700P P/WHEEL - TWIN NOZZLE
FIRE | FOAM CONCENTRATE | Confidential | M22/553 | GE | AP050 | 1 | 15.5 | 2200 | TOP DRIVE / CLOCKWISE OPTION 'A' 29817 |  |  | ASSUMED 14 CST | NIL | ASSUMED FLOODED | 11 BAR | AP5N2 RV EXT BRG PUMP X 400P PELTON WHEEL
FIRE | FOAM CONCENTRATE | Confidential | M22/554 | GE | AP080 | 1 | 120 | 1300 | TOP DRIVE / CLOCKWISE OPTION 'A' 29817 |  |  | ASSUMED 14 CST | NIL | ASSUMED FLOODED | 9.5 BAR | AP8 RV EXT BRG PUMP X 700P P/WHEEL - SINGLE NOZZLE
FIRE | FOAM ANGUS TRIDOL 3-3LT | Confidential | M22/555 | GE | AP115 | 1 | 472 | 1600 | TOP DRIVE/CLOCKWISE OPTION 'J' DRG 32910 |  | 98-1 02 | (14 CST ) | NIL | FLOODED | 13 BARG | AP11.5 EXT BRG PUMP X 700P P/WHEEL-TWIN NOZZLE
FIRE | FOAM CONCENTRATE | Confidential | M22/558 | GE | AP050 | 1 | 15 | 1500 | TOP DRIVE / CLOCKWISE |  |  | APPROX 14 CST | NIL | ASSUMED FLOODED | 12 BAR G | AP5N RELIEF VALVE EXT BRG PUMP X FREE ISSUE COUPLING/CLUTCH
FIRE | FOAM CONCENTRATE | Confidential | M22/564 | GE | AP115 | 1 | 395 | 1420 | TOP DRIVE / CLOCKWISE |  |  | ASSUMED 14 CST | NIL | ASSUMED FLOODED | 13.1 BAR | AP11.5 EXT BRG PUMP X FENNER X TEC 180L MOTOR
FIRE | FOAM CONCENTRATE | Confidential | M22/571 | GE | AP090 | 1 | 220 | 1850 | TOP DRIVE / CLOCKWISE |  |  | ASSUMED 14 CENTISTOKES | NIL | ASSUMED FLOODED | NOT SPECIFIED - ASSUME 3.5 BAR | AP9 RV EXT BRG PUMP X KOHLER CS12 ST ENGINE
FIRE | FOAM CONCENTRATE | Confidential | M22/574 | GE | HD080 | 1 | 900 | 1600 | TOP DRIVE / CLOCKWISE |  |  | ASSUMED 14 CST | NIL | ASSUMED FLOODED | 16 BAR (MAX 20 BAR) | HD8 RELIEF VALVE EXT BRG PUMP
FIRE | FOAM CONCENTRATE | Confidential | M22/598 | OEM | AP130 | 1 | 750 | 1750 | TOP DRIVE/ANTI CLOCK OPTION 1 DRG 24307 |  |  | 100 CST | NIL |  | 18 BAR | AP13 RELIEF VALVE EXTENDED BEARING PUMP
FIRE | FOAM CONCENTRATE | Confidential | M22/601 | GE | AP090 | 1 | 234 |  | TOP DRIVE / CLOCKWISE |  |  | 12 TO 15 CST | NIL |  | 9 BAR G | AP9 EXT BRG PUMP
FIRE | FOAM CONCENTRATE | Confidential | M22/608 | GE | AP070 | 1 | 60 | 1400 | TOP DRIVE/CLOCKWISE OPTION 'C' 29817 |  |  | ASSUMED 14 CST | NIL | ASSUMED FLOODED | 10.5 BARG | AP7N2 (1.625D) EXT BRG PUMP X 700P P/WHEEL - SINGLE NOZZLE
FIRE | FOAM CONCENTRATE | Confidential | M22/620 | OEM | AP115 | 3 | 500 | 1800 | TOP DRIVE/ACW OPTION 1 DRG 24307 |  |  |  | NIL |  | 18 BAR | AP11.5 RELIEF VALVE EXTENDED BEARING PUMP
FIRE | FOAM CONCENTRATE | Confidential | M22/635 | GE | AP115 | 2 | 400 | 1450 | TOP DRIVE / CLOCKWISE |  |  | 12 TO 15 CST | NIL |  | 14 BAR | AP11.5 EXT BRG PUMP WITH DOUBLE LIPSEAL
FIRE | FOAM CONCENTRATE | Confidential | M22/636 | GE | AP115 | 1 | 395 | 1420 | TOP DRIVE / CLOCKWISE |  |  | ASSUMED 14 CST | NIL | ASSUMED FLOODED | 13.1 BAR | AP11.5 EXT BRG PUMP X FENNER X TEC 180L MOTOR
FIRE | FOAM CONCENTRATE | Confidential | M22/656 | GE | AP080 | 1 | 100 | 1420 | TOP DRIVE /CLOCKWISE |  |  | ASSUMED 14 CENTISTOKES | NIL | ASSUMED FLOODED | 16 BAR | AP8 RV EXT BRG PUMP D/C TO MOTOR ON B'PLATE
FIRE | FP FOAM | Confidential | M22/659 | GE | HD050 | 1 | 480 | 1420 | TOP DRIVE / CLOCKWISE |  |  | ASSUMED 14 CENTISTOKES | NIL | ASSUMED FLOODED | 14 BAR | HD5 EXT BRG PUMP X FENNER X TE180L X BEDPLATE
FIRE | FP FOAM | Confidential | M22/660 | GE | HD050 | 1 | 480 | 1400 | BOTTOM DRIVE / ANTI-CLOCKWISE |  |  | ASSUMED 14 CENTISTOKES | NIL | ASSUMED FLOODED | 14 BAR | HD5 EXT BRG PUMP D/C TRIPLE NOZZLE 700P PELTON WHEEL
FIRE | FOAM CONCENTRATE | Confidential | M22/670 | GE | HD050 | 2 | 600 | 1580 | TOP DRIVE / CLOCWISE | - |  | ASSUMED 14 CENTISTOKES | NIL | ASSUMED FLOODED | 16 BAR | HD5 EXT BRG PUMP
FIRE | FOAM CONCENTRATE | Confidential | M22/683 | GE | AP080 | 1 | 120 | 1720 | TOP DRIVE / CLOCKWISE |  |  | 1600 CST AT REST (THIXOTROPIC) | NIL | FLOODED | 10.5 BAR | AP8 EXT BRG PUMP X TE132S X BEDPLATE
FIRE | FOAM CONCENTRATE | Confidential | M22/691 | GE | AP115 | 1 | 350 | 1440 | CLOCKWISE |  |  | ASSUMED 14 CENTISTOKES | NIL | ASSUMED FLOODED | 200 PSI (14 BAR) | AP11.5 RV EXT BRG PUMP
FIRE | FOAM CONCENTRATE | Confidential | M22/693 | OEM | AP120 | 1 | 0 | 1950 | BOT DRIVE / CW OPTION 3 DRG 24307 | AMBIENT |  | 10-15 CST | NIL | FLOODED | 18 BAR | AP12 RV PUMP (FAT SHAFT)
FIRE | FOAM CONCENTRATE | Confidential | M22/705 | GE | AP110 | 4 | 280 | 1420 | TOP DRIVE / CLOCKWISE |  |  | ASSUMED 14 CST | NIL | ASSUMED FLOODED | 16 BAR | AP11 RV EXT BRG PUMP BARESHAFT
FIRE | FOAM CONCENTRATE | Confidential | M22/706 | GE | AP050 | 2 | 24 | 1300 | TOP DRIVE / CLOCKWISE OPTION 'A' 29817 |  |  | ASSUMED 14 CENTISTOKES | NIL | ASSUMED FLOODED | 5 BAR | AP5N2 EXT BRG PUMP X 400P PELTON WHEEL
FIRE | FOAM CONCENTRATE | Confidential | M22/708 | GE | AP100 | 1 | 300 | 1650 | TOP DRIVE / CLOCKWISE |  |  | 12-15 CST | NIL |  | 12 BAR | AP10 RV EXT BRG PUMP B/SHAFT
FIRE | FOAM CONCENTRATE | Confidential | M22/710 | GE | AP050 | 1 | 27 | 1420 | TOP DRIVE / CLOCKWISE |  |  | ASSUMED 14 CST | NIL | ASSUMED FLOODED | 10 BAR | AP5N2 EXT BRG PUMP D/C 90S MOTOR ON B/PLATE
FIRE | FOAM CONCENTRATE | Confidential | M22/715 | GE | AP115 | 1 | 480 | 1800 2200 MAX | TOP DRIVE/ ANTI CLOCKWISE OPTION 1 24307 |  |  | ASSUMED 14 CST | NIL | ASSUMED FLOODED | 17 BAR G | AP11.5 RELEIF VALVE EXT BRG PUMP
FIRE | AFFF - FOAM CONCENTRATE | Confidential | M22/738 | GE | AP080 | 1 | 99 | 1440 | TOP DRIVE / CLOCKWISE |  |  | ASSUMED 12 CST | NIL | ASSUMED FLOODED | 12 BAR G | AP8 (1.750D) RV EXT BRG PUMP BARESHAFT
FIRE | FOAM CONCENTRATE | Confidential | M22/747 | GE | MD080 | 1 | 1320 | 1600 | TOP DRIVE / CLOCKWISE |  |  | ASSUMED 14 CST | NIL | ASSUMED FLOODED | 14 BAR G | MHD8 RELIEF VALVE LIPSEAL PROTECTED BRG PUMP
FIRE | FOAM CONCENTRATE | Confidential | M22/752 | GE | AP120 | 1 | 0 | 1950 | BOT DRIVE / CW OPTION 3 DRG 24307 | AMBIENT |  | 10-15 CST | NIL | FLOODED | 18 BAR | AP12 RV PUMP (FAT SHAFT)
FIRE | FOAM CONCENTRATE | Confidential | M22/762 | OEM | AP115 | 1 | 600 | 2000 | BOT DRIVE/CLOCKWISE OPTION 3 DRG 24307 |  |  |  | NIL |  | 18 BAR | AP11.5 RV EXT BRG PUMP
FIRE | FOAM CONCENTRATE | Confidential | M22/765 | GE | AP070 | 1 | 100 | 1750 | BOTTOM DRIVE/CLOCKWISE OPTION 'E' 29817 |  |  | ASSUMED 14 CST | NIL | ASSUMED FLOODED | 11.1 BARG | AP7N2 (1.625D) EXT BRG PUMP X 700P P/WHEEL - SINGLE NOZZLE
FIRE | FOAM CONCENTRATE | Confidential | M22/774 | GE | HD050 | 1 | 400 | 1230 | TOP DRIVE / CLOCKWISE |  |  | ASSUMED 14 CST | NIL | ASSUMED FLOODED | 14 BAR | HD5 EXT BRG PUMP
FIRE | FOAM CONCENTRATE | Confidential | M22/775 | GE | AP040 | 1 | 27 | 1550 | TOP DRIVE / CLOCKWISE |  |  | ASSUMED 14 CENTISTOKES | NIL | ASSUMED FLOODED | 10 BAR | AP4 EXT BRG PUMP D/C TO 400P PELTON WHEEL
FIRE | FOAM CONCENTRATE | Confidential | M22/781 | GE | AP130 | 2 | 800 | 1420 | TOP DRIVE / ANTI-CLOCKWISE | - |  | ASSUMED 14 CENTISTOKES | NIL | ASSUMED FLOODED | 20 BAR | AP13 RELIEF VALVE EXTENDED BEARING PUMP
FIRE | FOAM CONCENTRATE | Confidential | M22/799 | GE | AP090 | 1 | 300 | 3000 | TOP DRIVE / CLOCKWISE |  |  | ASSUMED 14 CENTISTOKES | NIL | ASSUMED FLOODED | 13 BAR | AP9 RV EXT BRG PUMP D/C TO 160M ON B/PLATE
FIRE | FOAM CONCENTRATE | Confidential | M22/800 | GE | AP090 | 1 | 300 | 2200 | TOP DRIVE / CLOCKWISE OPTION J 32910 |  |  | 14 CST | NIL | ASSUMED FLOODED | 13 BAR | AP9 RV EXT BRG PUMP X 700P P/WHEEL - TWIN NOZZLE
FIRE | FOAM CONCENTRATE | Confidential | M22/826 | GE | AP115 | 2 | 433 | 1420 | TO BE ADVISED |  |  |  | NIL | ASSUMED FLOODED | 20 BAR (365 LPM) | AP11.5 RV EXT BRG PUMP
FIRE | FOAM CONCENTRATE | Confidential | M22/829 | GN |  | 2 | 150 | 1500 | BOTTOM DRIVE / ANTI-CLOCKWISE |  |  | ASSUMED 14 CST | NIL | 2M LIFT | 2M HEAD | 56-2250 FLG MTD PUMP D/C TO 100L MOTOR
FIRE | AFFF - FOAM CONCENTRATE | Confidential | M22/832 | GE | AP050 | 1 | 18 | 1080 | TOP DRIVE / ANTI CLOCKWISE | MINUS 15°C | 1 07 | 29 CST AT 20°C | NIL | FLOODED | 5 TO 15 BAR (16.5 BAR MAX) | AP5 EXTENDED BEARING PUMP BARESHAFT
FIRE | FOAM CONCENTRATE | Confidential | M22/839 | GE | AP100 | 4 | 236.39 | 1420 | 2 OFF TD/CLOCK. 2 OFF TD/ANTI CLOCK |  |  | ASSUMED 14 CST | NIL | ASSUMED FLOODED | 13.6 BAR | AP10 EXTENDED BEARING PUMP D/C ON B/PLATE
FIRE | FOAM CONCENTRATE | Confidential | M22/856 | GE | AP080 | 1 | 150 | 1500 | BOTTOM DRIVE/ CLOCKWISE OPTION 'G' 29817 |  |  | ASSUMED 14 CST | NIL | ASSUMED FLOODED | 10.3 BAR | AP8 EXT BRG PUMP X 700P P/WHEEL - SINGLE NOZZLE
FIRE | FOAM CONCENTRATE | Confidential | M22/857 | GE | AP090 | 1 | 140 | 1000 | BOT DRIVE/ANTI CLOCKWISE OPTION F 29817 |  |  | 12-15 CST | NIL | ASSUMED FLOODED | 9.6 BAR | AP9 EXT BRG PUMP X 700P P/WHEEL - SINGLE NOZZLE
FIRE | FOAM CONCENTRATE | Confidential | M22/858 | GE | AP115 | 2 | 416.67 | 1420 | TOP DRIVE / CLOCKWISE | UP TO 55°C |  | ASSUMED 14 CST | NIL | ASSUMED FLOODED | 12.5 BARG | AP11.5 EXT BRG PUMP WITH DOUBLE LIPSEAL D/C ON B/PLT
FIRE | FOAM CONCENTRATE | Confidential | M22/868 | GE | AP110 | 1 | 450 | 1700 | TOP DRIVE / CLOCKWISE |  |  | ASSUMED 14 CST | NIL | ASSUMED FLOODED | 3 TO 5 BAR | AP11 EXTENDED BEARING PUMP
FIRE | FOAM CONCENTRATE | Confidential | M22/870 | GE | AP050 | 1 | 15 | 1500 | TOP DRIVE / CLOCKWISE |  |  | APPROX 14 CST | NIL | ASSUMED FLOODED | 12 BAR G | AP5N RELIEF VALVE EXT BRG PUMP X FREE ISSUE COUPLING/CLUTCH
FIRE | FOAM CONCENTRATE | Confidential | M22/874 | GE | AP115 | 2 | 480 | 1800 2200 MAX | TOP DRIVE/ ANTI CLOCKWISE OPTION 1 24307 |  |  | ASSUMED 14 CST | NIL | ASSUMED FLOODED | 17 BAR G | AP11.5 RV EXT BRG PUMP
FIRE | FOAM TRIDOL S 1% | Confidential | M22/881 | GE | AP050 | 2 | 27 | 2760 | TOP DRIVE / CLOCKWISE OPTION 'A' 29817 |  | 1 025 | 10 TO 27 CST AT 20°C | NIL | FLOODED | 9.5 BAR G | AP5N2 EXT BRG PUMP X 400P PELTON WHEEL
FIRE | AFFF - FOAM CONCENTRATE | Confidential | M22/883 | GE | AP130 | 1 | 636.44 | 1120 | TOP DRIVE / CLOCKWISE |  |  | 8 4 CST | NIL |  | 16.5 BARG | AP13 EXT BRG WITH T109B M/SEAL PUMP
FIRE | AFFF - FOAM CONCENTRATE | Confidential | M22/885 | GE | AP040 | 1 | 12.73 | 1400 | TOP DRIVE / CLOCKWISE |  |  | ASSUMED 12 CST | NIL | ASSUMED FLOODED | 12 BAR G | AP4 RV EXTENDED BEARING PUMP D/C WEF90LK MOTOR ON B/PLT
FIRE | FOAM CONCENTRATE | Confidential | M22/911 | GE | AP040 | 1 | 18 | 1100 | BOTTOM DRIVE / CLOCKWISE |  |  | 10 TO 15 CST AT 25°C | NIL |  | 8 BAR | AP4 (1.250S) EXTENDED BEARING PUMP
FIRE | FOAM CONCENTRATE | Confidential | M22/918 | GE | AP115 | 1 | 500 | 1750 | TOP DRIVE / CLOCKWISE |  |  | ASSUMED 14 CST | NIL | ASSUMED FLOODED | 18 BAR | AP11.5 EXT BRG PUMP
FIRE | FOAM TRIDOL S 1% | Confidential | M22/923 | GE | AP050 | 1 | 27 | 2000 | TOP DRIVE / CLOCKWISE OPTION 'A' 29817 |  |  | 10 TO 27 CST AT 20°C | NIL |  | 8.5 BARG | AP5N2 EXT BRG PUMP X 400P PELTON WHEEL
FIRE | FOAM CONCENTRATE | Confidential | M22/925 | GE | AP110 | 2 | 300 | 1420 | TOP DRIVE / CLOCKWISE |  |  | ASSUMED 14 CST | NIL | ASSUMED FLOODED | 16 BAR G | AP11 RV EXT BRG DOUBLE LIPSEAL PUMP B/SHAFT
FIRE | FOAM CONCENTRATE | Confidential | M22/943 | GE | HD050 | 1 | 400 | 1230 | TOP DRIVE / CLOCKWISE |  |  | ASSUMED 14 CST | NIL | ASSUMED FLOODED | 14 BAR | HD5 EXT BRG PG PUMP
FIRE | FOAM CONCENTRATE | Confidential | M22/961 | GE | AP070 | 1 | 72 | 1440 | TOP DRIVE / CLOCKWISE |  |  | ASSUMED 14 CENTISTOKES | NIL | ASSUMED FLOODED | 12 BAR G | AP7 (2.250S) RV EXT BRG PUMP BARESHAFT
FIRE | FOAM CONCENTRATE | Confidential | M22/964 | GE | AP080 | 1 | 120 | 1300 | TOP DRIVE / CLOCKWISE OPTION 'A' 29817 |  |  | ASSUMED 14 CST | NIL | ASSUMED FLOODED | 9.5 BAR | AP8 RV EXT BRG PUMP X 700P P/WHEEL - SINGLE NOZZLE
FIRE | FOAM CONCENTRATE | Confidential | M22/969 | GE | AP090 | 1 | 209 | 1500 | TOP DRIVE / CLOCKWISE |  |  |  | NIL |  | 10 BAR | AP9 RV EXT BRG PUMP B/SHAFT
FIRE | FOAM CONCENTRATE | Confidential | M22/991 | GE | AP115 | 1 | 600 | 1950 | TOP DRIVE / ANTI CLOCKWISE |  |  | 12 TO 15 CST | NIL |  | 16 BAR | AP11.5 RV EXT BRG PUMP
FIRE | FOAM CONCENTRATE | Confidential | M23/018 | GE | AP110 | 2 | 320 | 1450 | TOP DRIVE / CLOCKWISE |  |  | ASSUMED 14 CENTISTOKES | NIL | ASSUMED FLOODED | 12 BARG | AP11 RV EXT BRG PUMP D/C TO 160L MOTOR ON B/PLT
FIRE | FOAM CONCENTRATE | Confidential | M23/026 | OEM | AP110 | 1 | 416 | 1850 | TOP DRIVE/ ACW OPTION 1 DRG 24307 |  |  | 15 CST | NIL |  | 20 BAR | AP11 RV EXT BRG PUMP
FIRE | FOAM CONCENTRATE | Confidential | M23/029 | GE | AP070 | 1 | 76 | 1400 | BOT DRIVE/ CLOCKWISE OPTION G 29817 |  |  | ASSUMED 14 CENTISTOKE | NIL |  | 7 BAR | AP7 (2.500D) EXT BRG PUMP X 700P P/WHEEL - SINGLE NOZZLE
FIRE | FOAM CONCENTRATE | Confidential | M23/033 | GE | AP040 | 1 | 18 | 1100 | TOP DRIVE / ANTI CLOCKWISE |  |  | ASSUMED 14 CST | NIL | ASSUMED FLOODED | 8.5 BAR | AP4 (1.250S) EXTENDED BEARING PUMP
FIRE | 3% AFFF | Confidential | M23/037 | GE | AP070 | 2 | 0 | 1700 | BOT DRIVE / ANT-CLOCK OPTION 'H' 29817 |  |  | 15-37 CST | NIL | ASSUMED FLOODED | 8 BARG | AP7 (2.500D) RV EXT BRG PUMP X 700P P/WHEEL - SINGLE NOZZLE
FIRE | FOAM TRIDOL S 1% | Confidential | M23/052 | GE | AP050 | 1 | 27 | 2760 | TOP DRIVE / CLOCKWISE OPTION 'A' 29817 |  | 1 025 | 10 TO 27 CST AT 20°C | NIL | FLOODED | 9.5 BAR G | AP5N2 EXT BRG PUMP X 400P PELTON WHEEL
FIRE | FOAM CONCENTRATE | Confidential | M23/053 | GE | HD050 | 1 | 600 | 1600 | TOP DRIVE / ANTI-CLOCKWISE |  |  | ASSUMED 14 CST | NIL | ASSUMED FLOODED | 16 BAR (20 BAR MAX) | HD5 RV EXT BRG PUMP BARESHAFT
FIRE | FOAM TRIDOL S 1% | Confidential | M23/094 | GE | AP050 | 1 | 27 | 2760 | TOP DRIVE / CLOCKWISE OPTION 'A' 29817 |  | 1 025 | 10 TO 27 CST AT 20°C | NIL | FLOODED | 9.5 BAR G | AP5N2 EXT BRG PUMP X 400P PELTON WHEEL
FIRE | FOAM CONCENTRATE | Confidential | M23/096 | GE | MD080 | 1 | 1320 | 1600 | TOP DRIVE / CLOCKWISE |  |  | ASSUMED 14 CST | NIL | ASSUMED FLOODED | 14 BAR G | MHD8 RELIEF VALVE LIPSEAL PROTECTED BRG PUMP
FIRE | FOAM CONCENTRATE | Confidential | M23/098 | GE | AP070 | 1 | 100 | 1600 | TOP DRIVE / CLOCKWISE |  |  | 3 CST | NIL |  | 12 BAR | AP7 (2.500S) RV EXT BRG PUMP
FIRE | FOAM CONCENTRATE | Confidential | M23/099 | GE | AP130 | 1 | 727.36 | 1000 | TOP DRIVE / CLOCKWISE |  |  | ASSUMED 14 CST | NIL | ASSUMED FLOODED |  | AP13 EXTENDED BEARING PUMP
FIRE | FOAM CONCENTRATE | Confidential | M23/116 | GE | AP080 | 1 | 82 | 1420 | TOP DRIVE / ANTI CLOCKWISE |  |  | ASSUMED 14 CENTISTOKES | NIL | ASSUMED FLOODED | 16 BAR | AP8 (2.250D) EXTENDED BEARING PUMP
FIRE | FOAM TRIDOL S 1% | Confidential | M23/119 | GE | AP050 | 1 | 27 | 2760 | TOP DRIVE / CLOCKWISE OPTION 'A' 29817 |  | 1 025 | 10 TO 27 CST AT 20°C | NIL | FLOODED | 9.5 BAR G | AP5N2 EXT BRG PUMP X 400P PELTON WHEEL
FIRE | FOAM CONCENTRATE | Confidential | M23/127 | GE | AP115 | 1 | 440 | 1420 | TOP DRIVE / CLOCKWISE |  |  | ASSUMED 14 CST | NIL | ASSUMED FLOODED | 10 BAR | AP11.5 RV EXT BRG PUMP
FIRE | AFFF - FOAM CONCENTRATE | Confidential | M23/144 | GE | AP040 | 1 | 12.6 | 1400 | TOP DRIVE/CLOCKWISE OPTION 'A' DRG 29817 |  |  | ASSUMED 12 CST | NIL | ASSUMED FLOODED | 12 BAR G | AP4 RV EXT BRG PUMP D/C TO 400P PELTON WHEEL
FIRE | AFFF - FOAM CONCENTRATE | Confidential | M23/145 | GE | AP080 | 1 | 120 | 1400 | TOP DRIVE/CLOCKWISE OPTION 'A' DRG 29817 |  |  | ASSUMED 12 CST | NIL | ASSUMED FLOODED | 12 BAR G | AP8 RV EXT BRG PUMP X 700P P/WHEEL - SINGLE NOZZLE
FIRE | AFFF - FOAM CONCENTRATE | Confidential | M23/146 | GE | AP060 | 1 | 60 | 1500 | TOP DRIVE/CLOCKWISE OPTION 'A' DRG 29817 |  |  | ASSUMED 12 CST | NIL | ASSUMED FLOODED | 12 BAR G | AP6 RV (1.625D) EXT BRG PUMP X 700P P/WHEEL - SINGLE NOZZLE
FIRE | AFFF - FOAM CONCENTRATE | Confidential | M23/147 | GE | AP070 | 1 | 99 | 1600 | TOP DRIVE/CLOCKWISE OPTION 'A' DRG 29817 |  |  | ASSUMED 12 CST | NIL | ASSUMED FLOODED | 12 BAR G | AP7 (2.500D) RV EXT BRG PUMP X 700P P/WHEEL - SINGLE NOZZLE
FIRE | FOAM CONCENTRATE | Confidential | M23/152 | GE | AP115 | 1 | 600 | 1950 | TOP DRIVE / ANTI CLOCKWISE |  |  | 12 TO 15 CST | NIL |  | 16 BAR | AP11.5 RV EXT BRG PUMP
FIRE | FOAM CONCENTRATE | Confidential | M23/162 | GE | AP130 | 1 | 1000 | 1420 | TOP DRIVE / ANTI-CLOCKWISE | - |  | ASSUMED 14 CENTISTOKES | NIL | ASSUMED FLOODED | 18 BAR | AP13 RELIEF VALVE EXTENDED BEARING PUMP
FIRE | FOAM CONCENTRATE | Confidential | M23/185 | GE | AP070 | 2 | 90 | 1420 | TOP DRIVE / CLOCKWISE... NO SEE S011496 |  |  | 12 TO 15 CST | NIL |  | 14 BAR | AP7 (2.500S) RV EXT BRG PUMP
FIRE | FOAM CONCENTRATE | Confidential | M23/186 | GE | AP090 | 2 | 270 | 2194 | TOP DRIVE / CLOCKWISE |  |  | ASSUMED 12 CST | NIL | ASSUMED FLOODED | 14 BAR | AP9 EXTENDED BEARING PUMP
FIRE | FOAM CONCENTRATE | Confidential | M23/190 | GE | HD080 | 2 | 810 | 1420 | 1 - TD/CLOCKWISE. 1 - TD/ANTI-CLOCKWISE |  |  | ASSUMED 14 CST | NIL | ASSUMED FLOODED | 12 BAR | HD8 4ANSI EXT BRG PUMP D/C TO 180L MOTOR ON B/PLATE"
FIRE | FOAM CONCENTRATE | Confidential | M23/192 | GE | AP110 | 1 | 280 | 1420 | TOP DRIVE / CLOCKWISE |  |  | ASSUMED 14 CST | NIL | ASSUMED FLOODED | 16 BAR | AP11 RV EXT BRG PUMP BARESHAFT
FIRE | FOAM CONCENTRATE | Confidential | M23/197 | OEM | AP120 | 1 | 0 | 1500 | TOP DRIVE / ACW OPTION 1 DRG 24307 | AMBIENT |  | 10 TO 15 CST | NIL | FLOODED | 18 BAR | AP12 RV PUMP (FAT SHAFT)
FIRE | FOAM CONCENTRATE | Confidential | M23/224 | OEM | AP120 | 1 | 810 | 2000 | BOT DRIVE/ANTI-CLOCK OPTION 4 DRG 24307 | AMBIENT |  | 20 CST | NIL | FLOODED | 18 BAR | AP12 RV PUMP (FAT SHAFT)
FIRE | FOAM CONCENTRATE | Confidential | M23/225 | OEM | AP115 | 1 | 600 | 2000 | BOT DRIVE / ACW OPTION 4 DRG 24307 |  |  | 20 CST | NIL |  | 18 BAR | AP11.5 RV EXT BRG PUMP
FIRE | FOAM CONCENTRATE | Confidential | M23/229 | GE | AP130 | 1 | 0 | 500 TO 1800 | TOP DRIVE / ANTI - CLOCKWISE |  |  | ASSUMED 14 CST | NIL | ASSUMED FLOODED | 16 BAR & 20 BAR | AP13 RELIEF VALVE EXTENDED BEARING PUMP
FIRE | FOAM CONCENTRATE | Confidential | M23/237 | OEM | AP115 | 1 | 500 | 1850 | TOP DRIVE / ACW OPTION 1 DRG 24307 |  |  | 12 TO 15 CST | NIL |  | 20 BAR | AP11.5 RELIEF VALVE EXTENDED BEARING PUMP
FIRE | FOAM CONCENTRATE | Confidential | M23/250 | GE | AP110 | 2 | 280 | 1420 | TOP DRIVE / CLOCKWISE |  |  | ASSUMED 14 CST | NIL | ASSUMED FLOODED | 15 BAR | AP11 RV EXT BRG PUMP D/C TO 180L MOTOR MTD ON B/PLT
FIRE | FOAM CONCENTRATE | Confidential | M23/251 | GE | AP090 | 2 | 280 | 2400 | TOP DRIVE / CLOCKWISE OPTION 'J' 32910 |  |  | ASSUMED 14 CST | NIL | ASSUMED FLOODED | 15 BAR | AP9 RV EXT BRG PUMP X 700P P/WHEEL - TWIN NOZZLE
FIRE | FOAM CONCENTRATE | Confidential | M23/254 | GE | AP115 | 2 | 433 | 1420 | TOPDRIVE / CLOCKWISE |  |  |  | NIL | ASSUMED FLOODED | 20 BAR (365 LPM) | AP11.5 RV EXT BRG PUMP
FIRE | FOAM FP70 | Confidential | M23/263 | GE | AP090 | 1 | 300 | 2250/2300 | TOP DRIVE / CLOCKWISE |  | 1 17 | 20 TO 30 CST AT 0°C | NIL | FLOODED | 350 PSI | AP9 EXTENDED BEARING PUMP BARESHAFT
FIRE | FOAM CONCENTRATE | Confidential | M23/264 | GE | AP090 | 1 | 330 | 2200 | BOTTOM DRIVE/CLOCKWISE OPTION 'L' 32910 |  |  | 14 CST | NIL | ASSUMED FLOODED | 12 BAR | AP9 RV EXT BRG PUMP X 700P P/WHEEL - TWIN NOZZLE
FIRE | FOAM CONCENTRATE | Confidential | M23/274 | GE | AP120 | 1 | 460 | 1270 | TOP DRIVE / ANTI-CLOCKWISE |  |  | 5 TO 2000 CST | NIL |  | 18 BAR | AP12 EXTENDED BEARING PUMP
FIRE | FOAM CONCENTRATE | Confidential | M23/277 | GE | HD050 | 1 | 760 | 1700 | TOP DRIVE / CLOCKWISE |  |  | ASSUMED 14 CST | NIL | ASSUMED FLOODED | 14 BAR | HD5 EXT BRG PUMP
FIRE | FOAM CONCENTRATE | Confidential | M23/281 | GE | AP050 | 1 | 15 | 1500 | TOP DRIVE / CLOCKWISE |  |  | APPROX 14 CST | NIL | ASSUMED FLOODED | 12 BAR G | AP5N RELIEF VALVE EXT BRG PUMP X FREE ISSUE COUPLING/CLUTCH
FIRE | FOAM CONCENTRATE | Confidential | M23/285 | GE | AP110 | 1 | 280 | 1420 | TOP DRIVE / CLOCKWISE |  |  | ASSUMED 14 CST | NIL | ASSUMED FLOODED | 16 BAR | AP11 RV EXT BRG PUMP BARESHAFT
FIRE | FOAM CONCENTRATE | Confidential | M23/286 | GE | AP115 | 1 | 480 | 1800 2200 MAX | TOP DRIVE/ ANTI CLOCKWISE OPTION 1 24307 |  |  | ASSUMED 14 CST | NIL | ASSUMED FLOODED | 17 BAR G | AP11.5 RV EXT BRG PUMP BARESHAFT
FIRE | FOAM CONCENTRATE | Confidential | M23/294 | GE | AP115 | 8 | 410 | 1420 | TOP DRIVE / CLOCKWISE |  |  | ASSUMED 14 CST | NIL | ASSUMED FLOODED | 9 BAR | AP11.5 RV EXT BRG PUMP D/C TE180M MOTOR MTD ON B/PLT
FIRE | FOAM CONCENTRATE | Confidential | M23/298 | OEM | AP110 | 1 | 400 | 1800 | BOT DRIVE/ CLOCKWISE OPTION 3 DRG 24307 |  |  |  | NIL |  | 20 BAR | AP11 RV EXT BRG PUMP
FIRE | FOAM CONCENTRATE | Confidential | M23/300 | GE | HD050 | 2 | 1972.96 | 1420 | TOP DRIVE / CLOCKWISE |  |  | ASSUMED 14 CENTISTOKES | NIL | FLOODED | 15 BAR | HD5 EXT BRG LIPSEAL PUMP X 200L MOTOR X BEDPLATE
FIRE | FOAM CONCENTRATE | Confidential | M23/313 | GE | AP070 | 1 | 42 | 1300 | TOP DRIVE/ANTI CLOCKWISE OPTION D 29817 | 15 TO 25°C |  | 9 TO 15 CST | NIL | ASSUMED FLOODED | 10 BARG | AP7N2 EXT BRG PUMP D/C TO 700P PELTON WHEEL
FIRE | FOAM CONCENTRATE | Confidential | M23/314 | GE | AP090 | 1 | 150 | 1420 | TOP DRIVE / CLOCKWISE | 15 TO 25°C |  | 9 TO 15 CST | NIL | ASSUMED FLOODED | 11 BAR G | AP9 EXTENDED BEARING PUMP D/C ON B/PLATE
FIRE | FOAM CONCENTRATE | Confidential | M23/315 | GE | AP090 | 1 | 150 | 1420 | TOP DRIVE / CLOCKWISE | 15 TO 25°C |  | 9 TO 15 CST | NIL | ASSUMED FLOODED | 11 BAR G | AP9 EXTENDED BEARING PUMP BARESHAFT
FIRE | FOAM CONCENTRATE | Confidential | M23/327 | GE | AP115 | 1 | 330 | 1250 | BOTTOM DRIVE / CLOCKWISE |  |  | ASSUMED 14 CENTISTOKES | NIL | ASSUMED FLOODED | 12 BAR | AP11.5 EXT BRG PUMP X 700P P/WHEEL-TWIN NOZZLE
FIRE | FOAM TRIDOL S 1% | Confidential | M23/333 | GE | AP050 | 1 | 30 | 2760 | TOP DRIVE / CLOCKWISE OPTION 'A' 29817 |  | 1 025 | 10 TO 27 CST AT 20°C ASSUMED | NIL | FLOODED | 9 BARG | AP5N2 EXT BRG PUMP X 400P PELTON WHEEL
FIRE | FOAM CONCENTRATE | Confidential | M23/336 | GE | AP110 | 4 | 322 | 1450 | TOP DRIVE / CLOCKWISE |  |  | ASSUMED 14 CST | NIL | ASSUMED FLOODED | 16 BAR | AP11 RV EXT BRG PUMP
FIRE | FOAM CONCENTRATE | Confidential | M23/337 | GE | AP070 | 1 | 108 | 1700 | BOTTOM DRIVE/CLOCKWISE OPTION 'E' 29817 |  |  | ASSUMED 14 CST | NIL | ASSUMED FLOODED | 10 BARG | AP7 (2.500D) EXT BRG PUMP X 700P P/WHEEL - SINGLE NOZZLE
FIRE | FOAM CONCENTRATE | Confidential | M23/345 | GE | AP115 | 3 | 330 | 1250 | BOTTOM DRIVE / CLOCKWISE |  |  | ASSUMED 14 CENTISTOKES | NIL | ASSUMED FLOODED | 12 BAR | AP11.5 EXT BRG PUMP X 700P P/WHEEL-TWIN NOZZLE
FIRE | FOAM CONCENTRATE | Confidential | M23/368 | GE | AP080 | 4 | 140 | 1450 | TOP DRIVE / CLOCKWISE |  |  | ASSUMED 14 CST | NIL | ASSUMED FLOODED | 10 BAR | AP8 (2.250D) RV EXT BRG PUMP
FIRE | AFFF - FOAM CONCENTRATE | Confidential | M23/371 | GE | AP110 | 1 | 333.33 | 1500 | TOP DRIVE / CLOCKWISE |  |  | ASSUMED 14 CST | NIL | 2 BARAA | 10.5 BARG | AP11 RV EXT BRG M/SEAL PUMP
FIRE | FOAM CONCENTRATE | Confidential | M23/374 | GE | HD8X9 | 2 | 1700 | 1450 | PUMP 'A' TD/CW. PUMP 'B' TD/ACW |  |  | 14 CST | NIL | ASSUMED FLOODED | 11.3 BAR | HD8X9 RV EXT BRG PUMP
FIRE | FOAM CONCENTRATE | Confidential | M23/386 | GE | AP050 | 1 | 41.67 | 1450 | TOP DRIVE / CLOCKWISE | 50°C |  | 200 CST | NIL | ASSUMED FLOODED | 14 BARG | AP5 RV EXT BRG PUMP X TE100L MOTOR MTD ON BEDPLATE
FIRE | FOAM CONCENTRATE | Confidential | M23/387 | GE | AP050 | 1 | 41.67 | 1800 | TOP DRIVE / CLOCKWISE | 50°C |  | 200 CST | NIL | ASSUMED FLOODED | 14 BARG | AP5 RV EXT BRG PUMP X FARYMANN 15D DIESEL MOTOR MTD ON B/PLT
FIRE | FOAM CONCENTRATE | Confidential | M23/388 | GE | AP080 | 1 | 100 | 1420 | TOP DRIVE / CLOCKWISE | 50°C |  | 200 CST | NIL | ASSUMED FLOODED | 14 BARG | AP8 RV EXT BRG PUMP X TE132S MOTOR ON BEDPLATE
FIRE | FOAM CONCENTRATE | Confidential | M23/389 | GE | AP080 | 1 | 100 | 1800 | TOP DRIVE / CLOCKWISE | 50°C |  | 200 CST | NIL | ASSUMED FLOODED | 14 BARG | AP8 RV EXT BRG PUMP X FARYMANN 43F DIESEL MOTOR NTD ON B/PLT
FIRE | FOAM CONCENTRATE | Confidential | M23/390 | GE | AP080 | 1 | 100 | 1420 | TOP DRIVE / CLOCKWISE | 50°C |  | 200 CST | NIL | ASSUMED FLOODED | 14 BARG | AP8 RV EXT BRG PUMP X TE132S MOTOR ON BEDPLATE
FIRE | FOAM CONCENTRATE | Confidential | M23/391 | GE | AP080 | 1 | 100 | 1800 | TOP DRIVE / CLOCKWISE | 50°C |  | 200 CST | NIL | ASSUMED FLOODED | 14 BARG | AP8 RV EXT BRG PUMP X FARYMANN 43F DIESEL MOTOR NTD ON B/PLT
FIRE | FOAM CONCENTRATE | Confidential | M23/408 | GE | AP115 | 1 | 600 | 1950 | TOP DRIVE / ANTI CLOCKWISE |  |  | 12 TO 15 CST | NIL |  | 16 BAR | AP11.5 RV EXT BRG PUMP
FIRE | FOAM CONCENTRATE | Confidential | M23/425 | OEM | AP130 | 1 | 750 | 1750 | TOP DRIVE/ANTI CLOCK OPTION 1 DRG 24307 |  |  | 100 CST | NIL |  | 18 BAR | AP13 RELIEF VALVE EXTENDED BEARING PUMP
FIRE | FOAM CONCENTRATE | Confidential | M23/426 | GE | AP070 | 1 | 60 | 1400 | TOP DRIVE/CLOCKWISE OPTION 'C' 29817 |  |  | ASSUMED 14 CST | NIL | ASSUMED FLOODED | 10.5 BARG | AP7N2 (1.625D) EXT BRG PUMP X 700P P/WHEEL - SINGLE NOZZLE
FIRE | FOAM CONCENTRATE | Confidential | M23/431 | GE | AP080 | 1 | 100 | 1420 | TOP DRIVE / CLOCKWISE |  |  | ASSUMED 14 CST | NIL | ASSUMED FLOODED | 14 BAR | AP8 RV EXT BRG PUMP X TE132S MOTOR ON BEDPLATE
FIRE | FOAM CONCENTRATE | Confidential | M23/437 | GE | AP110 | 1 | 390 | 1750 | TOP DRIVE / CLOCKWISE |  |  | ASSUMED 14 CST | NIL | ASSUMED FLOODED | 16 BAR | AP11 RV EXT BRG PUMP
FIRE | FOAM CONCENTRATE | Confidential | M23/447 | GE | AP110 | 2 | 322 | 1450 | TOP DRIVE / CLOCKWISE |  |  | ASSUMED 14 CST | NIL | ASSUMED FLOODED | 16 BAR | AP11 RV EXT BRG PUMP
FIRE | FOAM LIQUID | Confidential | M23/467 | GE | AP115 | 1 | 0 | 1000 - 1100 | TOP DRIVE / ANTI CLOCKWISE | AMBIENT | 1 | 16 TO 14 CST | NIL | FLOODED | 250 PSIG | AP11.5 FLG MTD EXT BRG BARESHAFT
FIRE | FOAM CONCENTRATE | Confidential | M23/473 | OEM | AP120 | 1 | 810 | 2000 | BOT DRIVE/ANTI-CLOCK OPTION 4 DRG 24307 | AMBIENT |  | 20 CST | NIL | FLOODED | 18 BAR | AP12 RV PUMP (FAT SHAFT) BARESHAFT
FIRE | NON THIXOTROPIC FOAM AFFF | Confidential | M23/476 | GE | AP120 | 1 | 633.33 | 1750 | TOP DRIVE / ANTI-CLOCKWISE | AMBIENT |  | 14 1 CST (13 M PAS ON DATA SHEET) | NIL | 1 BAR A | 16.8 BAR G | AP12 M/SEAL EXTENDED BEARING B/SHAFT PUMP
FIRE | FOAM CONCENTRATE | Confidential | M23/481 | GE | HD050 | 1 | 600 | 1600 | TOP DRIVE / CLOCKWISE |  |  | ASSUMED 14 CST | NIL | ASSUMED FLOODED | 16 BAR (20 BAR MAX) | HD5 RV EXT BRG PUMP BARESHAFT
FIRE | FOAM CONCENTRATE | Confidential | M23/482 | GE | AP130 | 1 | 800 | 1800 | TOP DRIVE/ANTI CLOCKWISE OPTION 1 24307 |  |  | ASSUMED 14 CENTISTOKES | NIL | ASSUMED FLOODED | 18 BAR | AP13 RELIEF VALVE EXTENDED BEARING PUMP
FIRE | FOAM CONCENTRATE | Confidential | M23/493 | GE | HD050 | 2 | 540 | 1500 | TOP DRIVE / CLOCKWISE |  |  | ASSUMED 14 CST | NIL | ASSUMED FLOODED | 16 BAR | HD5 EXT BRG PUMP
FIRE | FOAM CONCENTRATE | Confidential | M23/501 | GE | AP120 | 3 | 600 | 1500 | TOP DRIVE / CLOCKWISE |  |  | ASSUMED 14 CENTISTOKES | NIL | ASSUMED FLOODED | 17 BAR | AP12 RV EXT BRG PUMP
FIRE | FOAM CONCENTRATE | Confidential | M23/506 | GE | AP090 | 1 | 400 | 2850-3000 | BOT DRIVE / CLOCKWISE OPTION E DRG 29817 |  |  | ASSUMED 14 CENTISTOKES | NIL | ASSUMED FLOODED | 12 BAR | AP9 E/BRG PUMP X 700P P/WHEEL - SINGLE NOZZLE DOUBLE BRG
FIRE | FOAM - 3% AR-FFFP | Confidential | M23/507 | GE | AP070 | 1 | 123 | 1900 | BOT DRIVE / CLOCKWISE OPTION E DRG 29817 |  |  | ASSUMED 14 CST | NIL | ASSUMED FLOODED | 12 BAR | AP7 EB PUMP X 700P P/WHEEL - SINGLE NOZZLE DOUBLE BRG
FIRE | FOAM CONCENTRATE | Confidential | M23/508 | GE | AP080 | 1 | 123 | 1420 | TOP DRIVE / CLOCKWISE |  |  | ASSUMED 14 CST | NIL | ASSUMED FLOODED | 12 BAR . | AP8 (2.250D) RV EXT BRG PUMP X TE112M MOTOR
FIRE | NON THIXOTROPIC FOAM AFFF | Confidential | M23/510 | GE | AP120 | 1 | 633.33 | 1750 | TOP DRIVE / ANTI-CLOCKWISE | AMBIENT |  | 14 1 CST (13 M PAS ON DATA SHEET) | NIL | 1 BAR A | 16.8 BAR G | AP12 M/SEAL EXTENDED BEARING B/SHAFT PUMP
FIRE | FOAM CONCENTRATE | Confidential | M23/517 | GE | AP080 | 1 | 120 | 1350 | TOP DRIVE / ANTI CLOCK OPTION 'B' 29817 |  | 1 1 | ASSUMED 14 CST | NIL | ASSUMED FLOODED | 10 BAR | AP8 E/BRG PUMP X 700P P/WHEEL - SINGLE NOZZLE DOUBLE BRG
FIRE | FOAM CONCENTRATE | Confidential | M23/521 | GE | AP040 | 2 | 27 | 2000 | TOP DRIVE / ANTI CLOCKWISE |  |  | 12 CST | NIL | FLOODED | 7 BAR | AP4-2700 FLG MTD EXTENDED BEARING PUMP
FIRE | FOAM CONCENTRATE | Confidential | M23/531 | GE | HD8X9 | 1 | 1700 | 1450 | TOP DRIVE / ANTI CLOCKWISE |  |  | 14 CST | NIL | ASSUMED FLOODED | 11.3 BAR | HD8X9 RV EXT BRG PUMP BARESHAFT
FIRE | FOAM CONCENTRATE | Confidential | M23/532 | GE | AP130 | 1 | 1000 | 1800 | TOP DRIVE / CLOCKWISE |  |  | ASSUMED 14 CST | NIL | ASSUMED FLOODED | 18 BAR | AP13 RELIEF VALVE EXTENDED BEARING PUMP
FIRE | FOAM CONCENTRATE | Confidential | M23/562 | GE | AP050 | 2 | 37 | 1420 | 1 - TD/CLOCKWISE. 1 - TD/ANTI-CLOCKWISE |  |  | ASSUMED 14 CST | NIL | ASSUMED FLOODED | 12 BAR | AP5 RV EXTENDED BEARING PUMP D/C ON B/PLATE
FIRE | 1% AFF FOAM | Confidential | M23/568 | GE | AP070 | 1 | 60 | 1500 | BOT DRIVE / ANT-CLOCK OPTION 'H' 29817 |  |  | 15 TO 37 CST | NIL | ASSUMED FLOODED | 8 BARG | AP7 RV EB PUMP X 700P P/WHEEL - SINGLE NOZZLE DOUBLE BRG
FIRE | AFFF - FOAM CONCENTRATE | Confidential | M23/576 | GE | AP100 | 2 | 200 | 1420 | TOP DRIVE / CLOCKWISE |  |  | ASSUMED 14 CST | NIL | FLOODED | 12 BAR . | AP10 RV EXT BRG LIPSEAL PUMP D/C TO 160M ON B/PLATE
FIRE | FOAM CONCENTRATE | Confidential | M23/580 | GE | AP080 | 1 | 140 | 1450 | TOP DRIVE / CLOCKWISE |  |  | ASSUMED 14 CST | NIL | ASSUMED FLOODED | 10 BAR | AP8 (2.250D) RV EXT BRG PUMP
FIRE | FOAM CONCENTRATE | Confidential | M23/583 | GE | AP080 | 1 | 0 |  | TOP DRIVE / CLOCKWISE |  |  | ASSUMED 14 CENTISTOKES | NIL | ASSUMED FLOODED |  | AP8 (2.250S) RV EXT BRG PUMP
FIRE | FOAM CONCENTRATE | Confidential | M23/589 | GE | AP115 | 1 | 520 | 1800-2200 MAX | TOP DRIVE / CLOCKWISE OPTION 2 DRG 24307 |  |  | ASSUMED 14 CST | NIL | ASSUMED FLOODED | 16 BARS | AP11.5 RV EXT BRG PUMP BARESHAFT
FIRE | FOAM CONCENTRATE | Confidential | M23/591 | GE | AP040 | 2 | 0 |  | BOTTOM DRIVE / CLOCKWISE |  |  |  | NIL |  |  | AP4 (1.250S) EXTENDED BEARING PUMP B/SHAFT
FIRE | FOAM CONCENTRATE - 3% AFFF | Confidential | M23/604 | GE | AP080 | 1 | 150 | 1600 | TOP DRIVE / CLOCKWISE OPTION 'A' 29817 |  |  | ASSUMED 14 CST | NIL | ASSUMED FLOODED | 12 BAR | AP8 E/BRG PUMP X 700P P/WHEEL - SINGLE NOZZLE SINGLE BRG
FIRE | FOAM CONCENTRATE | Confidential | M23/608 | GE | AP060 | 1 | 80 | 1900 | TOP DRIVE CLOCKISE OPTION 'A' DRG 29817 |  |  | ASSUMED 14 CST | NIL | ASSUMED FLOODED | 16 BAR 'G' | AP6 E/BRG PUMP X 700P P/WHEEL - SINGLE NOZZLE SINGLE BRG
FIRE | FOAM CONCENTRATE | Confidential | M23/611 | GE | AP130 | 1 | 500 | 960 | TOP DRIVE / CLOCKWISE OPTION 2 DRG 24307 |  |  | ASSUMED 14 CST | NIL | ASSUMED FLOODED | 15 BAR | AP13 RV EXT BRG PUMP
FIRE | AFFF - FOAM CONCENTRATE | Confidential | M23/618 | GE | HD080 | 3 | 1460 | 1500 | FLOW,LEFT TO RIGHT VIEWED ON DRIVE SHAFT | 0 TO 50°C |  | ASSUMED 14 CST | NIL | ASSUMED FLOODED | 3.5 BAR | HD8 RV EXT BRG PUMP D/C TO DIESEL ENGINE ON B/PLATE
FIRE | AFFF - FOAM CONCENTRATE | Confidential | M23/626 | GE | AP050 | 3 | 25 | 1080 | TOP DRIVE / ANTI CLOCKWISE | - |  | 29 CST AT 20°C | NIL | FLOODED | 7 BAR (5-15 BAR) (16 BAR MAX) | AP5 EXTENDED BEARING PUMP BARESHAFT
FIRE | FOAM CONCENTRATE | Confidential | M23/649 | GE | HD080 | 1 | 1320 | 1600 | TOP DRIVE / CLOCKWISE |  |  | ASSUMED 14 CST | NIL | ASSUMED FLOODED | 14 BAR G | HD8 RV EXT BRG PUMP BARESHAFT
FIRE | FOAM CONCENTRATE | Confidential | M23/658 | GE | AP040 | 2 | 18 | 1100 | TOP DRIVE / ANTI CLOCKWISE |  |  | ASSUMED 14 CST | NIL | ASSUMED FLOODED | 8.5 BAR | AP4 (1.250S) EXTENDED BEARING PUMP
FIRE | FOAM CONCENTRATE | Confidential | M23/663 | GE | AP110 | 1 | 360 | 1600 | TOP DRIVE / CLOCKWISE |  |  | ASSUMED 14 CST | NIL | ASSUMED FLOODED | 15 BAR | AP11 EXTENDED BEARING PUMP
FIRE | FOAM CONCENTRATE | Confidential | M23/675 | GE | AP110 | 1 | 360 | 1500 | BOTTOM DRIVE / CLOCKWISE OPTION 3 24307 |  |  | ASSUMED 14 CST | NIL | ASSUMED FLOODED | 12 BAR | AP11 EXTENDED BEARING PUMP
FIRE | FOAM CONCENTRATE | Confidential | M23/676 | GE | HD050 | 1 | 600 | 1500 | BOTTOM DRIVE / CLOCKWISE OPTION 3 24307 |  |  | ASSUMED 14 CST | NIL | ASSUMED FLOODED | 12 BAR | HD5 EXT BRG PUMP
FIRE | FOAM CONCENTRATE | Confidential | M23/677 | GE | AP110 | 1 | 360 | 1500 | BOTTOM DRIVE / CLOCKWISE OPTION 3 24307 |  |  | ASSUMED 14 CST | NIL | ASSUMED FLOODED | 12 BAR | AP11 EXTENDED BEARING PUMP
FIRE | FOAM CONCENTRATE | Confidential | M23/678 | GE | HD050 | 1 | 600 | 1500 | BOTTOM DRIVE / CLOCKWISE OPTION 3 24307 |  |  | ASSUMED 14 CST | NIL | ASSUMED FLOODED | 12 BAR | HD5 EXT BRG PUMP
FIRE | FOAM CONCENTRATE | Confidential | M23/679 | GE | AP110 | 1 | 360 | 1500 | BOTTOM DRIVE / CLOCKWISE OPTION 3 24307 |  |  | ASSUMED 14 CST | NIL | ASSUMED FLOODED | 12 BAR | AP11 EXTENDED BEARING PUMP
FIRE | FOAM CONCENTRATE | Confidential | M23/680 | GE | AP110 | 2 | 360 | 1500 | BOTTOM DRIVE / CLOCKWISE OPTION 3 24307 |  |  | ASSUMED 14 CST | NIL | ASSUMED FLOODED | 12 BAR | AP11 EXTENDED BEARING PUMP
FIRE | FOAM CONCENTRATE | Confidential | M23/681 | GE | AP110 | 2 | 360 | 1500 | BOTTOM DRIVE / CLOCKWISE OPTION 3 24307 |  |  | ASSUMED 14 CST | NIL | ASSUMED FLOODED | 12 BAR | AP11 EXTENDED BEARING PUMP
FIRE | FOAM CONCENTRATE | Confidential | M23/687 | GE | AP110 | 1 | 0 |  | BOTTOM DRIVE / ANTI CLOCKWISE |  |  | 12 TO 15 CST | NIL |  |  | AP11 EXTENDED BEARING PUMP
FIRE | FOAM CONCENTRATE | Confidential | M23/688 | GE | AP110 | 1 | 0 |  | BOTTOM DRIVE / ANTI CLOCKWISE |  |  | 12 TO 15 CST | NIL |  |  | AP11 EXTENDED BEARING PUMP
FIRE | FOAM CONCENTRATE | Confidential | M23/702 | GE | HD050 | 1 | 600 | 1500 | BOTTOM DRIVE / ANTI CLOCKWISE |  |  | ASSUMED 14 CST | NIL | ASSUMED FLOODED | 12 BAR | HD5 EXT BRG PUMP D/C TRIPLE NOZZLE 700P PELTON WHEEL
FIRE | FOAM CONCENTRATE - 3% AFFF | Confidential | M23/705 | GE | AP120 | 2 | 600 | 1500 | TOP DRIVE / CLOCKWISE |  |  | ASSUMED 14 CST | NIL | ASSUMED FLOODED | 12 BAR . | AP12 RV EXT BRG PUMP D/C TO 180L MOTOR ON B/PLATE
FIRE | FOAM CONCENTRATE | Confidential | M23/728 | GE | AP115 | 1 | 400 | 1450 | TOP DRIVE / CLOCKWISE |  |  | 12 TO 15 CST | NIL |  | 14 BAR | AP11.5 EXT BRG PUMP WITH DOUBLE LIPSEAL BARESHAFT
FIRE | FOAM CONCENTRATE | Confidential | M23/729 | GE | AP115 | 1 | 600 | 1950 | TOP DRIVE / ANTI CLOCKWISE |  |  | 12 TO 15 CST | NIL |  | 16 BAR | AP11.5 RV EXT BRG PUMP BARESHAFT
FIRE | FP FOAM | Confidential | M23/734 | GE | AP070 | 1 | 123 | 1900 | TOP DRIVE CLOCKWISE OPTION C DRG 29817 |  |  | ASSUMED 14 CST | NIL | ASSUMED FLOODED | 12 BAR . | AP7 RV EB PUMP X 700P P/WHEEL - SINGLE NOZZLE DOUBLE BRG
FIRE | FOAM CONCENTRATE | Confidential | M23/735 | OEM | AP120 | 1 | 810 | 2000 | BOT DRIVE/ANTI-CLOCK OPTION 4 DRG 24307 | AMBIENT |  | 20 CST | NIL | FLOODED | 18 BAR . | AP12 RV PUMP (FAT SHAFT)
FIRE | FOAM CONCENTRATE | Confidential | M23/736 | GE | HD040 | 2 | 334 | 1420 | TOP DRIVE / CLOCKWISE |  | 1 15-1 17 | 14 CST | NIL | ASSUMED FLOODED | 16 BAR | HD4 (2.750S) EXT BRG MECH SEAL PUMP D/C ON B/PLATE
FIRE | AFFF - FOAM CONCENTRATE | Confidential | M23/739 | GE | AP090 | 2 | 167 | 1420 | TOP DRIVE / CLOCKWISE |  | 1 05 | ASSUMED 14 CST | NIL | ASSUMED FLOODED | 13.5 BAR | AP9 EXTENDED BEARING PUMP (LIPSEAL) D/C TO 132M ON B/PLATE
FIRE | AFFF - FOAM CONCENTRATE | Confidential | M23/740 | GE | AP070 | 2 | 55 | 1420 | TOP DRIVE / CLOCKWISE |  | 1 05 | ASSUMED 14 CST | NIL | ASSUMED FLOODED | 13.5 BAR | AP7 (1.625S) EXT BRG PUMP (LIPSEAL) D/C TO 100L ON B/PLATE
FIRE | FOAM CONCENTRATE | Confidential | M23/743 | GE | AP070 | 1 | 60 | 1400 | TOP DRIVE/CLOCKWISE OPTION 'C' 29817 |  |  | ASSUMED 14 CST | NIL | ASSUMED FLOODED | 10.5 BARG | AP7N2 EB PUMP X 700P P/WHEEL - SINGLE NOZZLE SINGLE BRG
FIRE | FOAM CONCENTRATE | Confidential | M23/761 | GE | HD080 | 1 | 1300 | 1500 | FLOW LEFT TO RIGHT VIEWED ON PUMP SHAFT |  |  | ASSUMED 14 CST | NIL | ASSUMED FLOODED | 13 BAR | HD8 RV EXT BRG PUMP D/C TO DEUTZ D914 L06 ON B/PLATE
FIRE | FOAM CONCENTRATE | Confidential | M23/762 | GE | HD080 | 1 | 1300 | 1420 | FLOW RIGHT TO LEFT VIEWED ON PUMP SHAFT |  |  | ASSUMED 14 CST | NIL | ASSUMED FLOODED | 13 BAR | HD8 RV EXT BRG PUMP D/C TO TEC 250M ON B/PLATE
FIRE | FOAM CONCENTRATE | Confidential | M23/770 | GE | AP070 | 2 | 75 | 1420 | TOPDRIVE ANTICLOCKWISE | AMBIENT | 1 18 | ASSUMED 14 CENTISTOKES | NIL | ASSUMED FLOODED | 16 BAR G | AP7 (2.500S) RV EXT BRG PUMP D/C ADF112M MOTOR ON BEDPLATE
FIRE | FOAM CONCENTRATE | Confidential | M23/771 | OEM | AP115 | 1 | 600 | 2000 | BOT DRIVE / ACW OPTION 4 DRG 24307 |  |  | 20 CST | NIL |  | 18 BAR | AP11.5 RV EXT BRG PUMP
FIRE | FOAM CONCENTRATE | Confidential | M23/780 | GE | AP100 | 2 | 255 | 1420-1900 | BOTTOM DRIVE / CLOCKWISE |  |  | ASSUMED 14CST | NIL | ASSUMED FLOODED | 16 BAR | AP10 EXTENDED BEARING T2 M/SEAL PUMP
FIRE | FOAM CONCENTRATE | Confidential | M23/792 | GE | AP110 | 1 | 0 |  | BOTTOM DRIVE / ANTI CLOCKWISE |  |  | 12 TO 15 CST | NIL |  |  | AP11 EXTENDED BEARING PUMP
FIRE | FOAM CONCENTRATE | Confidential | M23/797 | GE | AP115 | 3 | 433 | 1420 | TOPDRIVE / CLOCKWISE |  |  |  | NIL | ASSUMED FLOODED | 20 BAR (365 LPM) | AP11.5 RV EXT BRG PUMP B/SHAFT
FIRE | FOAM CONCENTRATE | Confidential | M23/809 | GE | AP100 | 1 | 273 | 1850 | FLOW LEFT TO RIGHT VIEWED ON PUMP SHAFT |  |  | ASSUMED 14 CST | NIL | ASSUMED FLOODED | 15 BAR | AP10 RV EXT BRG PUMP D/C TO DIESEL ENGINE ON B/PLATE
FIRE | FOAM CONCENTRATE | Confidential | M23/812 | OEM | AP120 | 1 | 810 | 2000 | BOT DRIVE/ANTI-CLOCK OPTION 4 DRG 24307 | AMBIENT |  | 20 CST | NIL | FLOODED | 18 BAR | AP12 RV PUMP (FAT SHAFT)
FIRE | FOAM LIQUID | Confidential | M23/826 | GE | AP115 | 1 | 0 | 1000 - 1100 | TOP DRIVE / ANTI-CLOCKWISE | AMBIENT | 1 | 12 TO 14 CST 70 SSU | NIL | FLOODED | 250 PSIG | AP11.5 FLG MTD EXT BRG BARESHAFT
FIRE | FOAM CONCENTRATE | Confidential | M23/831 | GE | AP115 | 3 | 500 | 1700 TO 1800 | TOP DRIVE / CLOCKWISE |  |  | 10 TO 15 CST | NIL |  | 16 BAR G | AP11.5 RV EXT BRG PUMP
FIRE | FOAM CONCENTRATE | Confidential | M23/834 | GE | AP110 | 2 | 300 | 1420 | TOP DRIVE / CLOCKWISE |  |  | ASSUMED 14 CST | NIL | ASSUMED FLOODED | 17 BAR | AP11 RV EXT BRG PUMP D/C TO 180M ON B/PLATE
FIRE | FOAM CONCENTRATE | Confidential | M23/844 | GE | AP115 | 1 | 433 | 1420 | TOP DRIVE / ANTI-CLOCKWISE |  |  | ASSUMED 14 CST | NIL | ASSUMED FLOODED | 20 BAR (365 LPM) | AP11.5 RV EXT BRG PUMP B/SHAFT
FIRE | FOAM - 3% FLUOROPROTEIN | Confidential | M23/849 | GE | AP090 | 1 | 350 | 2550 | TOP DRIVE / CLOCKWISE OPTION J DRG 32910 | 20°C |  | ASSUMED 14 CST | NIL | ASSUMED FLOODED | 14 BAR . | AP9 RV E/BRG PUMP X 700P P/WHEEL - TWIN NOZZLE DOUBLE BRG
FIRE | FOAM CONCENTRATE | Confidential | M23/862 | GE | AP080 | 1 | 113.65 | 1450 | TOP DRIVE / CLOCKWISE |  |  | ASSUMED 14 CST | NIL | ASSUMED FLOODED | 12 BAR | AP8 (2.250S) RV EXT BRG PUMP B/SHAFT
FIRE | FOAM CONCENTRATE | Confidential | M23/881 | GE | HD050 | 1 | 550 | 1500 | TOP DRIVE / CLOCKWISE |  |  | ASSUMED 14 CST | NIL | ASSUMED FLOODED | 17 BAR | HD5 RV L/SEAL EXT BRG PUMP B/SHAFT
FIRE | AFFF - FOAM CONCENTRATE | Confidential | M23/882 | GE | AP110 | 1 | 233.33 | 1250 | TOP DRIVE / ANTI-CLOCKWISE |  | 1 06 |  | NIL |  | 16 BAR | AP11 RELIEF VALVE EXT BRG M/SEAL PUMP
FIRE | FOAM CONCENTRATE | Confidential | M23/908 | GE | HD050 | 1 | 600 | 1580 | TOP DRIVE / CLOCKWISE |  |  | ASSUMED 14 CST | NIL | ASSUMED FLOODED | 16 BAR | HD5 EXT BRG PUMP B/SHAFT
FIRE | FOAM CONCENTRATE | Confidential | M23/909 | GE | HD050 | 1 | 600 | 1580 | TOP DRIVE / CLOCKWISE |  |  | ASSUMED 14 CST | NIL | ASSUMED FLOODED | 16 BAR | HD5 RV EXT BRG PUMP B/SHAFT
FIRE | FOAM CONCENTRATE | Confidential | M23/914 | GE | AP110 | 1 | 0 |  | TOP DRIVE / CLOCKWISE |  |  | ASSUMED 14 CST | NIL | ASSUMED FLOODED |  | AP11 RV EXT BRG PUMP
FIRE | FOAM CONCENTRATE | Confidential | M23/946 | OEM | AP115 | 1 | 600 | 2000 | BOT DRIVE/CLOCKWISE OPTION 3 DRG 24307 |  |  |  | NIL |  | 18 BAR | AP11.5 RV EXT BRG PUMP
FIRE | FOAM CONCENTRATE | Confidential | M23/952 | GE | AP070 | 1 | 100 | 1800 | TOP DRIVE/ ANTI CLOCK OPTION 'B' 29817 |  |  | ASSUMED 14 CST | NIL | ASSUMED FLOODED | 11.4 BARG | AP7N2 EB PUMP X 700P P/WHEEL - SINGLE NOZZLE DOUBLE BRG
FIRE | FOAM CONCENTRATE | Confidential | M23/973 | GE | AP130 | 1 | 625.08 | 1200 | TOP DRIVE / CLOCKWISE |  |  | ASSUMED 14 CST | NIL | ASSUMED FLOODED | 17.25 BAR (20 BAR MAX) | AP13 RV EXT BRG T2 M/SEAL PUMP
FIRE | FOAM CONCENTRATE | Confidential | M23/990 | GE | AP080 | 1 | 180 | 1750 | TOP DRIVE / CLOCKWISE OPTION C DRG 29817 |  |  | ASSUMED 14 CST | NIL | ASSUMED FLOODED | 12 BAR . | AP8 RV E/BRG PUMP X 700P P/WHEEL - SINGLE NOZZLE DOUBLE BRG
FIRE | FOAM - 3% FLUOROPROTEIN | Confidential | M23/991 | GE | AP090 | 1 | 350 | 2300 | TOP DRIVE / CLOCKWISE OPTION J DRG 32910 | 20°C |  | ASSUMED 14 CST | NIL | ASSUMED FLOODED | 12 BAR . | AP9 RV EB PUMP X 700P P/WHEEL - TWIN NOZZLE SINGLE BRG
FIRE | FOAM CONCENTRATE | Confidential | M23/998 | GE | HD080 | 1 | 1200 | 1420 | TOP DRIVE / ANTI-CLOCKWISE |  |  | ASSUMED 14 CST | NIL | ASSUMED FLOODED | 12 BAR | HD8 RV EXT MECH SEAL BRG PUMP
FIRE | FOAM CONCENTRATE | Confidential | M24/005 | GE | AP070 | 1 | 100 | 1800 | BOT DRIVE / CLOCKWISE OPTION 'E' 29817 |  |  | ASSUMED 14 CST | NIL | ASSUMED FLOODED | 11 BARG | AP7N2 EB PUMP X 700P P/WHEEL - SINGLE NOZZLE SINGLE BRG
FIRE | FOAM CONCENTRATE | Confidential | M24/018 | OEM | AP115 | 1 | 430 | 1500 | BOT DRIVE/ANTI-CLOCK OPTION 4 DRG 24307 |  |  | 10 CST AT 5°C | NIL |  | 18 BAR | AP11.5 RV EXT BRG PUMP
FIRE | AFFF - FOAM CONCENTRATE | Confidential | M24/038 | GE | AP070 | 5 | 100 | 1800 | TOP DRIVE / EITHER |  | 1 05 | ASSUMED 14 CST | NIL | ASSUMED FLOODED | 14 BAR | AP7 FLG MTD HIGH PRESSURE FOAM PUMP
FIRE | FOAM CONCENTRATE | Confidential | M24/071 | GE | AP070 | 1 | 100.01 | 1600 | TOP DRIVE / CLOCKWISE |  |  | 4 CST AT 55°C 25 CST AT -15°C | NIL | ASSUMED FLOODED | 15.2 BAR | AP7 RV EB PUMP X 700P P/WHEEL - SINGLE NOZZLE SINGLE BRG
FIRE | 1% AFF FOAM | Confidential | M24/074 | GE | AP070 | 2 | 60 | 1500 | TOP DRIVE / ANTI CLOCKWISE |  |  | 15 TO 37 CST | NIL | ASSUMED FLOODED | 8 BARG . | AP7 RV EB PUMP X 700P P/WHEEL - SINGLE NOZZLE SINGLE BRG
FIRE | FOAM CONCENTRATE | Confidential | M24/086 | GE | AP080 | 2 | 145.2 | 1600 | BOTTOM DRIVE / CLOCKWISE | AMBIENT | 1 15 | 7 CST | NIL | FLOODED | 15 BAR | AP8 RV EXTENDED BEARING M/SEAL PUMP
FIRE | FOAM CONCENTRATE - 3% AFFF | Confidential | M24/094 | GE | AP070 | 5 | 65 | 1500 | TOP DRIVE / CLOCKWISE OPTION 'C' 29817 | AMBIENT |  | ASSUMED 14 CST | NIL | ASSUMED FLOODED | 8 BAR | AP7N2 EB PUMP X 700P P/WHEEL - SINGLE NOZZLE SINGLE BRG
FIRE | FOAM CONCENTRATE | Confidential | M24/095 | GE | AP080 | 1 | 180 | 1800 | TOP DRIVE / CLOCKWISE OPTION 'C' 29817 |  |  | ASSUMED 14 CST | NIL | ASSUMED FLOODED | 8 BAR | AP8 E/BRG PUMP X 700P P/WHEEL - SINGLE NOZZLE SINGLE BRG
FIRE | FOAM CONCENTRATE | Confidential | M24/103 | GE | AP070 | 1 | 87 | 1500 | TOP DRIVE / CLOCKWISE OPTION 'C' 29817 |  |  | ASSUMED 14 CST | NIL | ASSUMED FLOODED | 10.5 BAR | AP7 EB PUMP X 700P P/WHEEL - SINGLE NOZZLE SINGLE BRG
FIRE | FOAM CONCENTRATE | Confidential | M24/108 | GE | HD080 | 1 | 1320 | 1600 | TOP DRIVE / CLOCKWISE |  |  | ASSUMED 14 CST | NIL | ASSUMED FLOODED | 14 BAR G | HD8 RV EXT BRG PUMP BARESHAFT
FIRE | FOAM CONCENTRATE | Confidential | M24/111 | GE | AP110 | 1 | 297 | 1420 |  |  |  | ASSUMED 14 CST | NIL | ASSUMED FLOODED | 15 BAR | AP11 RV EXT BRG PUMP
FIRE | FOAM CONCENTRATE | Confidential | M24/115 | GE | HD080 | 1 | 800 | 1550-1800 MAX. | TOP DRIVE / CLOCKWISE |  |  | 14 CST | NIL | ASSUMED FLOODED | 15 BAR | HD8 RV EXT BRG PUMP
FIRE | FOAM CONCENTRATE AFFF 3% | Confidential | M24/175 | GE | AP070 | 2 | 70.5 | 1100 | BOTTOM DRIVE / ACW OPTION 'H' DRG 29817 |  |  | ASSUMED 14 CST | NIL |  | 10 BAR G | AP7 RV EB PUMP X 700P P/WHEEL - SINGLE NOZZLE SINGLE BRG
FIRE | AFFF - FOAM CONCENTRATE | Confidential | M24/178 | GE | AP110 | 1 | 231.67 | 1250 | TOP DRIVE / CLOCKWISE |  |  |  | NIL |  | 16 BAR | AP11 RELIEF VALVE EXT BRG M/SEAL PUMP
FIRE | FOAM CONCENTRATE | Confidential | M24/183 | OEM | AP130 | 1 | 750 | 1540 | TOP DRIVE/ACW OPTION 1 DRG 24307 |  |  | 100 CST | NIL |  | 20 BAR . | AP13 RV EXT BRG PUMP B/SHAFT
FIRE | FOAM CONCENTRATE | Confidential | M24/184 | GE | HD050 | 1 | 725 | 1850 | TOP DRIVE / CLOCKWISE |  |  | ASSUMED 14 CST | NIL | ASSUMED FLOODED | 16 BAR | HD5 RV T2 EXT BRG PUMP D/C TO DEUTZ D914 L5 ON B/PLATE
FIRE | FOAM CONCENTRATE | Confidential | M24/187 | OEM | AP120 | 1 | 810 | 2000 | BOT DRIVE/ANTI-CLOCK OPTION 4 DRG 24307 | AMBIENT |  | 20 CST | NIL | FLOODED | 18 BAR . | AP12 RV PUMP (FAT SHAFT)
FIRE | FOAM CONCENTRATE | Confidential | M24/192 | GE | HD050 | 2 | 570 | 1450 | TOP DRIVE / CLOCKWISE BUILD 2 DRG 24307 |  |  | ASSUMED 14 CST | NIL | ASSUMED FLOODED | 14 BAR | HD5 RV EXT BRG PUMP B/SHAFT
FIRE | FOAM CONCENTRATE | Confidential | M24/193 | GE | HD050 | 2 | 570 | 1450 | BOTTOM DRIVE / CLOCKWISE OPTION B 15089 |  |  | ASSUMED 14 CST | NIL | ASSUMED FLOODED | 14 BAR | HD5RV EXT BRG PUMP D/C TRIPLE NOZZLE 700P PELTON WHEEL
FIRE | FOAM CONCENTRATE | Confidential | M24/209 | GE | AP110 | 1 | 0 |  | BOTTOM DRIVE / ANTI CLOCKWISE |  |  | 12 TO 15 CST | NIL |  |  | AP11 EXTENDED BEARING PUMP B/SHAFT
FIRE | FOAM CONCENTRATE | Confidential | M24/210 | GE | AP100 | 1 | 350 | 1850 | TOP DRIVE / CLOCKWISE | AMBIENT |  | ASSUMED 14 CST | NIL | ASSUMED FLOODED | 8 BAR | AP10 EXTENDED BEARING PUMP D/C ON B/PLATE
FIRE | THIXOTROPIC FOAM | Confidential | M24/243 | GE | AP100 | 1 | 300 | 1765 | TOP DRIVE / CLOCKWISE | AMBIENT |  | SHEAR THIN TO APPROX 10 C/S IN PUMP | NIL |  | 15 BAR | AP10 RV EXT BRG PUMP
FIRE | 1% FOAM | Confidential | M24/258 | GE | AP040 | 1 | 27 | 2200 | TOP DRIVE / CLOCKWISE |  |  | 12 CST | NIL | FLOODED | 7 BAR | AP4-2700 FLG MTD EXTENDED BRG PUMP
FIRE | FOAM CONCENTRATE | Confidential | M24/261 | GE | HD070 | 2 | 650 | 1000 | TOP DRIVE / CLOCKWISE | 23°C AMB |  | ASSUMED 14 CST | NIL | ASSUMED FLOODED | 11 BAR G | HD7 EXTENDED BEARING PUMP B/SHAFT
FIRE | FOAM TRIDOL ATF3-3 | Confidential | M24/264 | GE | HD080 | 1 | 1280 | 1420 | TOP DRIVE / CLOCKWISE |  |  | 12 TO 15 CST | NIL | ASSUMED FLOODED | 17.5 BAR | HD8 EXT BRG PUMP - DOUBLE SEAL
FIRE | FOAM CONCENTRATE | Confidential | M24/267 | GE | AP050 | 1 | 55 | 2500 | BOT DRIVE/ CLOCKWISE OPTION E 29817 |  |  | ASSUMED 14 CST | NIL |  | 8 BAR | AP5 EXT BRG PUMP X 400P PELTON WHEEL
FIRE | FOAM CONCENTRATE | Confidential | M24/268 | GE | AP070 | 1 | 77 | 1500 | BOT DRIVE/ CLOCKWISE OPTION E 29817 |  |  | ASSUMED 14 CST | NIL |  | 8 BAR | AP7 EB PUMP X 700P P/WHEEL - SINGLE NOZZLE SINGLE BRG
FIRE | FOAM CONCENTRATE | Confidential | M24/271 | GE | AP070 | 1 | 42.5 | 1800 | TOP DRIVE/ CLOCKWISE OPTION C 29817 |  |  | ASSUMED 14 CST | NIL |  | 8 BAR | AP7N2 EB PUMP X 700P P/WHEEL - SINGLE NOZZLE SINGLE BRG
FIRE | FOAM CONCENTRATE | Confidential | M24/278 | GE | AP040 | 4 | 27 | 1420 | BOTTOM DRIVE / CLOCKWISE |  |  |  | NIL |  | 10 BARG | AP4 (1.250S) EXTENDED BEARING PUMP
FIRE | FOAM CONCENTRATE | Confidential | M24/281 | GE | AP070 | 1 | 97 | 1420 | TOP DRIVE/ CLOCKWISE |  |  | ASSUMED 14 CST | NIL |  | 50 PSI | AP7 (2.500D) EXT BRG PUMP X 90HF X 100L MOTOR
FIRE | FOAM CONCENTRATE | Confidential | M24/310 | GE | AP090 | 1 | 185 | 1420 | TOP DRIVE / CLOCKWISE |  |  | ASSUMED 14 CST | NIL | ASSUMED FLOODED | 13 BAR . | AP9 RV EXT BRG (LIPSEAL) PUMP D/C TO 132M ON B/PLATE
FIRE | FOAM CONCENTATE FP70 | Confidential | M24/321 | GE | AP100 | 4 | 216.67 | 1420 | FLOW,LEFT TO RIGHT VIEWED ON DRIVE SHAFT |  |  | ASSUMED 14 CST | NIL | ASSUMED FLOODED | 14 BARG | AP10 EXTENDED BEARING PUMP D/C TO 160L ON B/PLATE
FIRE | FOAM CONCENTRATE FP70 | Confidential | M24/322 | GE | HD050 | 8 | 500 | 1420 | FLOW,LEFT TO RIGHT VIEWED ON DRIVE SHAFT |  |  | ASSUMED 14 CST | NIL | ASSUMED FLOODED | 14 BARG | HD5 EXTENDED BEARING PUMP D/C TO 225S ON B/PLATE
FIRE | FOAM CONCENTRATE | Confidential | M24/325 | GE | AP090 | 1 | 250 | 1520 | TOPDRIVE CLOCKWISE |  |  | 300 CST AT 20°C | NIL | ASSUMED FLOODED | 3.5 BAR | AP9 EXT BRG PUMP
FIRE | FOAM CONCENTRATE | Confidential | M24/330 | GE | AP110 | 1 | 280 | 1420 | TOP DRIVE / CLOCKWISE |  |  | ASSUMED 14 CST | NIL | ASSUMED FLOODED | 16 BAR | AP11 RV EXT BRG PUMP
FIRE | FOAM CONCENTRATE | Confidential | M24/344 | GE | AP115 | 1 | 600 | 1950 | TOP DRIVE / ANTI CLOCKWISE |  |  | 12 TO 15 CST | NIL |  | 16 BAR | AP11.5 RV EXT BRG PUMP BARESHAFT
FIRE | FOAM AFFF | Confidential | M24/348 | GE | AP050 | 1 | 25 | 1080 | TOP DRIVE / ANTI-CLOCKWISE |  | 1 07 | 67 CST AT 8°C 29 CST AT 20°C | NIL | FLOODED | 5 TO 15 BAR (16 BAR MAX) | AP5 EXTENDED BEARING PUMP
FIRE | FOAM CONCENTRATE | Confidential | M24/361 | GE | AP115 | 1 | 350 | 1400 | BOTTOM DRIVE / CLOCKWISE |  |  | ASSUMED 14 CST | NIL | ASSUMED FLOODED | 12 BAR | AP11.5 EXT BRG PUMP X 700P P/WHEEL-TWIN NOZZLE
FIRE | FOAM CONCENTRATE | Confidential | M24/362 | GE | HD050 | 2 | 600 | 1580 | TOP DRIVE / CLOCKWISE |  |  | ASSUMED 14 CST | NIL | ASSUMED FLOODED | 16 BAR | HD5 RV EXT BRG PUMP B/SHAFT
FIRE | FOAM CONCENTRATE | Confidential | M24/363 | GE | HD050 | 2 | 600 | 1580 | TOP DRIVE / CLOCWISE |  |  | ASSUMED 14 CST | NIL | ASSUMED FLOODED | 16 BAR | HD5 EXT BRG PUMP B/SHAFT
FIRE | FOAM CONCENTRATE | Confidential | M24/376 | GE | AP115 | 1 | 600 | 1950 | TOP DRIVE / ANTI CLOCKWISE |  |  | 12 TO 15 CST | NIL |  | 16 BAR | AP11.5 RV EXT BRG PUMP BARESHAFT
FIRE | FOAM CONCENTRATE | Confidential | M24/389 | GE | AP080 | 1 | 0 |  | TOP DRIVE / CLOCKWISE |  |  | 125 CST | NIL | ASSUMED FLOODED |  | AP8 (2.250D) RV EXT BRG PUMP B/SHAFT
FIRE | 3% AFFF FOAM | Confidential | M24/409 | GE | AP090 | 1 | 256 | 2200 | TOP DRIVE / CLOCKWISE |  |  | ASSUMED 14 CST | NIL | ASSUMED FLOODED | 16 BAR | AP9 RV EXT BRG PUMP
FIRE | FOAM CONCENTRATE | Confidential | M24/410 | GE | HD050 | 1 | 600 | 1500 | TOP DRIVE / CLOCKWISE |  |  | ASSUMED 14 CST | NIL | ASSUMED FLOODED | 10 TO 12 BAR | HD5 EXT BRG PUMP B/SHAFT
FIRE | FOAM CONCENTRATE | Confidential | M24/411 | GE | AP090 | 2 | 348 | 2150 | TOP DRIVE / ANTI CLOCKWISE |  |  | ASSUMED 14 CST | NIL | ASSUMED FLOODED | 17 BAR . | AP9 RV EXT BRG PUMP
FIRE | FOAM CONCENTRATE | Confidential | M24/421 | GE | AP115 | 1 | 391 | 1500 | TOP DRIVE / ANTI CLOCKWISE |  |  | ASSUMED 14 CST | NIL | ASSUMED FLOODED | 16 BAR NORM 20 BAR MAX | AP11.5 RV EXT BRG PUMP
FIRE | FOAM CONCENTRATE | Confidential | M24/431 | GE | AP050 | 1 | 19 | 1600 | TOP DRIVE / CLOCKWISE OPTION 'A' 29817 |  |  | 7 TO 15 CST | NIL | ASSUMED FLOODED | 8 BARG | AP5N2 EXT BRG PUMP X 400P PELTON WHEEL
FIRE | FOAM CONCENTRATE | Confidential | M24/432 | GE | AP050 | 1 | 28 | 2250 | TOP DRIVE / CLOCKWISE OPTION 'A' 29817 |  |  | 7 TO 15 CST | NIL | ASSUMED FLOODED | 8 BARG | AP5N2 EXT BRG PUMP X 400P PELTON WHEEL
FIRE | FOAM THUNDERSTORM ATC | Confidential | M24/434 | GE | HD080 | 3 | 1320 | 1600 | TOP DRIVE / CLOCKWISE |  |  | ASSUMED 14 CST | NIL | ASSUMED FLOODED | 14 BAR G | HD8 RV EXT BRG PUMP BARESHAFT
FIRE | FOAM CONCENTRATE 3% | Confidential | M24/438 | GE | AP050 | 1 | 18 | 2200 | TOP DRIVE / ANTI-CLOCK OPTION 'D' 29817 |  |  | ASSUMED 14 CST | NIL | ASSUMED FLOODED | 12 BARG | AP5N2 EXT BRG PUMP X 400P PELTON WHEEL
FIRE | FOAM CONCENTRATE - 3% AFFF | Confidential | M24/441 | GE | HD060 | 1 | 750 | 1420 | TOP DRIVE/CLOCKWISE AS PER DRG 15134 |  |  | ASSUMED 14 CST | NIL | ASSUMED FLOODED | 12 BARG | HD6 RV EXT BRG PUMP D/C ON BEDPLATE
FIRE | FOAM CONCENTRATE - 3% AFFF | Confidential | M24/442 | GE | AP090 | 1 | 180 | 1420 | TOP DRIVE/CLOCKWISE AS PER DRG 33357 |  |  | ASSUMED 14 CST | NIL | ASSUMED FLOODED | 12 BARG | AP9 RV EXT BRG PUMP D/C ON BEDPLATE
FIRE | FOAM CONCENTRATE | Confidential | M24/444 | GE | AP110 | 1 | 300 | 1450 | TOP DRIVE / CLOCKWISE |  |  | ASSUMED 14 CST | NIL | ASSUMED FLOODED | 10 BAR | AP11 RV EXT L/SEAL BRG PUMP D/C TO 160M ON B/PLATE
FIRE | FOAM CONCENTRATE | Confidential | M24/460 | GE | AP070 | 1 | 90 | 1420 | TOP DRIVE / CLOCKWISE |  |  | ASSUMED 14 CST | NIL | FROM VEHICLE TANK TO IBC | 3.5 BAR | AP7 (2.500S) EXT BRG PUMP X 90HF X 100L MOTOR
FIRE | FOAM CONCENTRATE | Confidential | M24/468 | GE | AP080 | 1 | 123 | 1420 | TOP DRIVE / CLOCKWISE |  |  | ASSUMED 14 CST | NIL | ASSUMED FLOODED | 12 BAR | AP8 (2.250D) LIPSEAL RV EXT BRG PUMP X TE132S MOTOR
FIRE | FOAM CONCENTRATE | Confidential | M24/469 | GE | AP070 | 1 | 83 | 1420 | TOP DRIVE / CLOCKWISE |  |  | ASSUMED 14 CST | NIL | ASSUMED FLOODED | 12 BAR | AP7 RV LIPSEAL EXT BRG PUMP X 112M MOTOR ON BEDPLATE
FIRE | FOAM CONCENTRATE | Confidential | M24/505 | GE | AP115 | 1 | 360 | 1420 | TOP DRIVE / CLOCKWISE |  |  | ASSUMED 14 CST | NIL | ASSUMED FLOODED | 15 BAR | AP11.5 EXT BRG PUMP X 180L MOTOR ON BEDPLATE
FIRE | AFFF - FOAM CONCENTRATE | Confidential | M24/506 | GE | AP070 | 5 | 100 | 1800 | TOP DRIVE / EITHER |  | 1 05 | ASSUMED 14 CST | NIL | ASSUMED FLOODED | 14 BAR | AP7 FLG MTD HIGH PRESSURE FOAM PUMP
FIRE | FOAM CONCENTRATE | Confidential | M24/513 | GE | AP115 | 5 | 433 | 1420 - SEE BELOW | TOP DRIVE / ANTI-CLOCKWISE |  |  | ASSUMED 14 CST | NIL | ASSUMED FLOODED | 20 BAR (365 LPM) | AP11.5 RV EXT BRG PUMP B/SHAFT
FIRE | FOAM CONCENTRATE | Confidential | M24/515 | OEM | AP120 | 1 | 800 | 1950 | BOT DRIVE / CW OPTION 3 DRG 24307 | AMBIENT |  | 10-15 CST | NIL | FLOODED | 18 BAR | AP12 RV PUMP (FAT SHAFT)
FIRE | FOAM CONCENTRATE 1% TRIDOL `S' | Confidential | M24/518 | GE | AP050 | 2 | 8 | 1200 | TOPDRIVE CLOCKWISE |  | 1 025 | 10 TO 27 CSTAT 20 DEG C | NIL | FLOODED | 6.5 BAR G | AP5 EXT BRG PUMP D/C 400P PELTON WHEEL
FIRE | FOAM CONCENTRATE | Confidential | M24/531 | GE | AP090 | 1 | 150 | 1300/1400 | TOP DRIVE / CLOCKWISE 'A' 29817 |  |  | APPROX 14 CST | NIL | FLOODED | 13 BAR G | AP9 EB PUMP X 700P P/WHEEL - SINGLE NOZZLE SINGLE BRG
FIRE | FOAM CONCENTRATE | Confidential | M24/538 | GE | AP050 | 1 | 19 | 1600 | TOP DRIVE / CLOCKWISE OPTION 'A' 29817 |  |  | 7 TO 15 CST | NIL | ASSUMED FLOODED | 8 BARG | AP5N2 EXT BRG PUMP X 400P PELTON WHEEL
FIRE | FOAM CONCENTRATE | Confidential | M24/539 | GE | AP050 | 1 | 28 | 2250 | TOP DRIVE / CLOCKWISE OPTION 'A' 29817 |  |  | 7 TO 15 CST | NIL | ASSUMED FLOODED | 8 BARG | AP5N2 EXT BRG PUMP X 400P PELTON WHEEL
FIRE | FOAM CONCENTRATE | Confidential | M24/540 | GE | AP110 | 5 | 280 | 1420 | TOP DRIVE / CLOCKWISE |  |  | ASSUMED 14 CST | NIL | ASSUMED FLOODED | 16 BAR | AP11 RV EXT BRG PUMP
FIRE | FOAM CONCENTRATE | Confidential | M24/550 | GE | AP050 | 1 | 9 | 1400 | TOP DRIVE/CLOCKWISE OPTION A"DRG 29817" |  |  | ASSUMED 12/14 CST | NIL | ASSUMED FLOODED | 7 BAR | AP5N2 EXT BRG PUMP X 400P PELTON WHEEL
FIRE | FOAM CONCENTRATE | Confidential | M24/562 | GE | AP100 | 1 | 250 | 1500 | BOTTOM DRIVE / CLOCKWISE OPTION 3 24307 |  |  | ASSUMED 14 CST | NIL | ASSUMED FLOODED | 16 BAR | AP10 RV EXT BRG PUMP B/SHAFT
FIRE | FOAM CONCENTRATE | Confidential | M24/565 | GE | HD070 | 1 | 660 | 1200 | TOP DRIVE / CLOCKWISE |  |  | ASSUMED 14 CST | NIL | ASSUMED FLOODED | 10 BAR | HD7 EXTENDED BEARING PUMP X 1200P P/WHEEL ON BEDPLATE
FIRE | FOAM CONCENTRATE | Confidential | M24/574 | GE | AP130 | 1 | 1000 | 1800 | TOP DRIVE / ANTI-CLOCKWISE |  |  | ASSUMED 14 CST | NIL | ASSUMED FLOODED | 18 BAR | AP13 RELIEF VALVE EXTENDED BEARING PUMP
FIRE | FOAM CONCENTRATE | Confidential | M24/585 | OEM | AP130 | 1 | 750 | 1750 | TOP DRIVE/ANTI CLOCK OPTION 1 DRG 24307 |  |  | 100 CST | NIL |  | 18 BAR . | AP13 RV EXT BRG PUMP B/SHAFT
FIRE | FOAM CONCENTRATE | Confidential | M24/588 | GE | AP070 | 2 | 67 | 1500 | TOP DRIVE / CLOCKWISE |  |  | ASSUMED 14 CST | NIL | ASSUMED FLOODED | 8 BAR | AP7 (2.500S) RV EXT BRG PUMP D/C ON B/PLATE
FIRE | FOAM CONCENTRATE | Confidential | M24/590 | GE | AP115 | 1 | 600 | 1950 | TOP DRIVE / ANTI CLOCKWISE |  |  | 12 TO 15 CST | NIL |  | 16 BAR | AP11.5 RV EXT BRG PUMP BARESHAFT
FIRE | FOAM CONCENTRATE | Confidential | M24/591 | OEM | AP120 | 1 | 833 | 2000 | BOT DRIVE/ANTI-CLOCK OPTION 4 DRG 24307 | AMBIENT |  | 20 CST | NIL | FLOODED | 18 BAR . | AP12 RV PUMP (FAT SHAFT)
FIRE | FP FOAM CONCENTRATE | Confidential | M24/593 | GE | AP050 | 1 | 40 | 2000 | BOTTOM DRIVE / ANTI CLOCK OPTION F 29817 |  |  | ASSUMED 14 CST | NIL | ASSUMED FLOODED | 11.5 BAR | AP5 RV EXT BRG PUMP DRIVEN BY PELTON WHEEL
FIRE | FP FOAM CONCENTRATE | Confidential | M24/594 | GE | AP050 | 1 | 40 | 1420 | TOP DRIVE / ANTI CLOCK OPTION 1 24307 |  |  | ASSUMED 14 CST | NIL | ASSUMED FLOODED | 11.5 BAR | AP5 RV EXTENDED BEARING PUMP D/C TO 100L ON B/PLATE
FIRE | FP FOAM CONCENTRATE | Confidential | M24/595 | GE | AP050 | 1 | 30 | 2000 | BOTTOM DRIVE / ANTI CLOCK OPTION F 29817 |  |  | ASSUMED 14 CST | NIL | ASSUMED FLOODED | 12 BAR . | AP5N2 RV EXT BRG PUMP X 400P PELTON WHEEL
FIRE | FP FOAM CONCENTRATE | Confidential | M24/596 | GE | AP050 | 1 | 30 | 1420 | TOP DRIVE / ANTI CLOCK OPTION 1 24307 |  |  | ASSUMED 14 CST | NIL | ASSUMED FLOODED | 12 BAR . | AP5 RV EXTENDED BEARING PUMP D/C TO 90L ON B/PLATE
FIRE | FOAM CONCENTRATE | Confidential | M24/602 | OEM | AP120 | 1 | 833 | 2000 | BOT DRIVE/ANTI-CLOCK OPTION 4 DRG 24307 | AMBIENT |  | 20 CST | NIL | FLOODED | 18 BAR . | AP12 RV PUMP (FAT SHAFT)
FIRE | FOAM CONCENTRATE | Confidential | M24/609 | GE | HD050 | 2 | 570 | 1450 | TOP DRIVE / CLOCKWISE BUILD 2 DRG 24307 |  |  | ASSUMED 14 CST | NIL | ASSUMED FLOODED | 14 BAR | #N/A
FIRE | FOAM CONCENTRATE | Confidential | M24/610 | GE | HD050 | 4 | 570 | 1450 | BOTTOM DRIVE / CLOCKWISE OPTION B 15089 |  |  | ASSUMED 14 CST | NIL | ASSUMED FLOODED | 14 BAR | HD5RV EXT BRG PUMP D/C TRIPLE NOZZLE 700P PELTON WHEEL
FIRE | FOAM CONCENTRATE | Confidential | M24/624 | GE | AP130 | 1 | 0 | 500 TO 1800 | TOP DRIVE / ANTI - CLOCKWISE |  |  | ASSUMED 14 CST | NIL | ASSUMED FLOODED | 16 BAR & 20 BAR | AP13 RELIEF VALVE EXTENDED BEARING PUMP B/SHAFT
FIRE | FOAM CONCENTRATE | Confidential | M24/633 | GE | HD050 | 1 | 600 | 1600 | TOP DRIVE / ANTI-CLOCKWISE |  |  | ASSUMED 14 CST | NIL | ASSUMED FLOODED | 16 BAR (20 BAR MAX) | HD5 RV EXT BRG PUMP B/SHAFT
FIRE | FOAM - 3% AFFF | Confidential | M24/659 | GE | AP115 | 2 | 460 | 1300 | BOTTOM DRIVE / ANTI CLOCKWISE |  |  | ASSUMED 14 CST | NIL | ASSUMED FLOODED | 12 BAR | AP11.5 EXT BRG PUMP D/C TRIPLE NOZZLE 700P PELTON WHEEL
FIRE | FOAM CONCENTRATE | Confidential | M24/660 | OEM | AP120 | 1 | 833 | 2000 | TOP DRIVE/CLOCKWISE OPTION 2 DRG 24307 | AMBIENT |  | 20 CST | NIL | FLOODED | 18 BAR . | AP12 RV PUMP (FAT SHAFT)
FIRE | FOAM CONCENTRATE | Confidential | M24/662 | GE | AP120 | 1 | 450 | 800-1500 | TOP DRIVE / CLOCKWISE |  |  |  | NIL | ASSUMED FLOODED | 12 BAR . | AP12 RV EXT BRG PUMP
FIRE | 1% FOAM | Confidential | M24/664 | GE | AP090 | 1 | 217 | 1760 | TOP DRIVE / CLOCKWISE |  |  | 30 CPS | NIL |  | 10 BAR . | AP9 RV EXT BRG PUMP D/C WEF132M MOTOR ON B/PLATE
FIRE | FOAM CONCENTRATE | Confidential | M24/670 | GE | HD070 | 1 | 700 | 1500 | TOP DRIVE / CLOCKWISE | -15 TO +50°C |  | 1 TO 2000 CST | NIL |  | 12 BAR NORM, 18 BAR MAX | HD7 RV T2 EXTENDED BEARING PUMP
FIRE | FOAM CONCENTRATE | Confidential | M24/671 | GE | HD050 | 2 | 720 | 1780 | TOP DRIVE / CLOCKWISE OPTION 2 24307 |  |  | ASSUMED 14 CST | NIL | ASSUMED FLOODED | 14 BAR | HD5 RV EXT BRG LIPSEAL PUMP
FIRE | FOAM CONCENTRATE | Confidential | M24/672 | GE | AP110 | 1 | 340 | 1420 | TOP DRIVE / CLOCKWISE |  |  | ASSUMED 14 CST | NIL | ASSUMED FLOODED | 14 BAR | AP11 EXT BEARING LIPSEAL PUMP X 160L MOTOR ON B/PLATE
FIRE | FOAM CONCENTRATE | Confidential | M24/680 | GE | AP070 | 1 | 97 | 1420 | TOP DRIVE/ CLOCKWISE |  |  | ASSUMED 14 CST | NIL |  | 50 PSI | AP7 (2.500D) EXT BRG PUMP X 90HF X 100L MOTOR
FIRE | FOAM CONCENTRATE | Confidential | M24/702 | GE | AP115 | 2 | 433 | 1420 | TOP DRIVE / CLOCKWISE |  |  |  | NIL | ASSUMED FLOODED | 20 BAR (365 LPM) | AP11.5 RV EXT BRG PUMP
FIRE | FOAM CONCENTRATE | Confidential | M24/704 | GE | HD070 | 1 | 0 |  | BOTTOM DRIVE / CLOCKWISE OPTION 3 24307 |  |  | ASSUMED 14 CST | NIL |  |  | HD7 EXTENDED BEARING PUMP B/SHAFT
FIRE | FOAM CONCENTRATE | Confidential | M24/712 | GE | HD050 | 4 | 570 | 1450 | TOP DRIVE / CLOCKWISE BUILD 2 DRG 24307 |  |  | ASSUMED 14 CST | NIL | ASSUMED FLOODED | 14 BAR | HD5 EXTENDED BEARING PUMP B/SHAFT
FIRE | FOAM CONCENTRATE | Confidential | M24/713 | GE | HD050 | 4 | 570 | 1450 | TOP DRIVE / CLOCKWISE BUILD 2 DRG 24307 |  |  | ASSUMED 14 CST | NIL | ASSUMED FLOODED | 14 BAR | HD5 RV EXT BRG PUMP B/SHAFT
FIRE | FOAM CONCENTRATE | Confidential | M24/714 | GE | HD050 | 4 | 570 | 1450 | BOTTOM DRIVE / CLOCKWISE OPTION B 15089 |  |  | ASSUMED 14 CST | NIL | ASSUMED FLOODED | 14 BAR | HD5RV EXT BRG PUMP D/C TRIPLE NOZZLE 700P PELTON WHEEL
FIRE | FOAM CONCENTRATE | Confidential | M24/723 | GE | AP080 | 1 | 120 | 1760 | TOP DRIVE / CLOCKWISE |  |  | 1600 CST AT REST (THIXOTROPIC) | NIL | FLOODED | 10.5 BAR | AP8 EXT BRG PUMP X 132S X BEDPLATE
FIRE | FOAM CONCENTRATE | Confidential | M24/731 | GE | HD050 | 1 | 480 | 1300 | BOTTOM DRIVE / CLOCKWISE |  |  | ASSUMED 14 CST | NIL | ASSUMED FLOODED | 11 BARG | HD5RV EXT BRG PUMP D/C TRIPLE NOZZLE 700P PELTON WHEEL
FIRE | FOAM CONCENTRATE | Confidential | M24/733 | GE | AP110 | 3 | 380 | 1500 | TOP DRIVE / CLOCKWISE |  |  | ASSUMED 14 CST | NIL | ASSUMED FLOODED | 5 BAR | AP11 EXTENDED BEARING PUMP B/SHAFT
FIRE | FOAM CONCENTRATE | Confidential | M24/735 | GE | AP130 | 1 | 490 | 1030 | TOP DRIVE / ANTI CLOCKWISE |  |  | ASSUMED 14 CST | NIL | ASSUMED FLOODED | 20 BARS | AP13 RV EXT BRG PUMP B/SHAFT
FIRE | FOAM CONCENTRATE | Confidential | M24/749 | GE | HD050 | 1 | 600 | 1600 | TOP DRIVE / CLOCKWISE |  |  | ASSUMED 14 CST | NIL | ASSUMED FLOODED | 16 BAR (20 BAR MAX) | HD5 RV EXT BRG PUMP BARESHAFT
FIRE | FOAM CONCENTRATE 3% | Confidential | M24/755 | GE | HD070 | 2 | 750 | 1150 |  |  | 1 1 | ASSUMED 14CST | NIL | ASSUMED FLOODED | 13 BAR | HD7 LIPSEAL EXT BEARING PUMP X 225M MOTOR ON BEDPLATE
FIRE | FOAM CONCENTRATE | Confidential | M24/781 | GE | AP110 | 1 | 318 | 1600 | TOP DRIVE / CLOCKWISE |  |  | ASSUMED 14 CST | NIL | ASSUMED FLOODED | 20 BAR | AP11 RV EXT BRG PUMP
FIRE | FOAM CONCENTRATE | Confidential | M24/798 | GE | AP130 | 1 | 1000 | 1800 | TOP DRIVE / CLOCKWISE |  |  | ASSUMED 14 CST | NIL | ASSUMED FLOODED | 18 BAR | AP13 RELIEF VALVE EXTENDED BEARING PUMP B/SHAFT
FIRE | FOAM CONCENTRATE - 3% AFFF | Confidential | M24/800 | GE | AP110 | 1 | 417 | 1800 | TOP DRIVE / CLOCKWISE |  |  | ASSUMED 14 CST | NIL | ASSUMED FLOODED | 14 BAR | AP11 RV EXT BRG PUMP D/C TO DEUTZ D2011L03 ON B/PLATE
FIRE | FOAM CONCENTRATE | Confidential | M24/812 | GE | AP110 | 3 | 300 | 1500 | BOTTOM DRIVE / ANTI CLOCKWISE |  |  | 12 TO 15 CST | NIL |  | 12 BAR | AP11 EXTENDED BEARING PUMP B/SHAFT
FIRE | FOAM CONCENTRATE | Confidential | M24/815 | GE | AP070 | 1 | 105 | 1500 | TOP DRIVE / CLOCKWISE |  |  | ASSUMED 14 CST | NIL | ASSUMED FLOODED | 5 BAR | AP7 FOOT & FLG MTD LIPSEAL FOAM PUMP
FIRE | FOAM CONCENTRATE | Confidential | M24/825 | GE | AP040 | 1 | 0 |  | BOTTOM DRIVE / CLOCKWISE |  |  | ASSUMED 14 CST | NIL | ASSUMED FLOODED |  | AP4 (1.250S) EXTENDED BEARING PUMP
FIRE | AFFF - FOAM CONCENTRATE | Confidential | M24/826 | GE | AP110 | 1 | 322 | 1450 | TOP DRIVE / CLOCKWISE | 20 TO 30°C | 1 06 | 62 CST AT MINUS 10°C 20 CST AT 20°C | NIL | 1 4 BAR ABS | 16 BAR G | AP11 RV EXT BRG PUMP
FIRE | FOAM CONCENTRATE | Confidential | M24/829 | GE | AP070 | 1 | 27.5 | 1200 | TOP DRIVE/ANTI-CLOCKWISE OPTION B 29817 |  |  | ASSUMED 14 CST | NIL | ASSUMED FLOODED | 11.3 BARG | AP7 EB PUMP X 700P P/WHEEL - SINGLE NOZZLE DOUBLE BRG
FIRE | FOAM CONCENTRATE | Confidential | M24/830 | GE | AP130 | 2 | 1150 | 500 TO 1800 | TOP DRIVE / ANTI - CLOCKWISE |  |  | ASSUMED 14 CST | NIL | ASSUMED FLOODED | 16 BAR & 20 BAR | AP13 RELIEF VALVE EXTENDED BEARING PUMP B/SHAFT
FIRE | FOAM CONCENTRATE | Confidential | M24/837 | GE | AP090 | 1 | 190 | 1440 | TOP DRIVE / CLOCKWISE |  |  | ASSUMED 14 CST | NIL | ASSUMED FLOODED | 16 BAR | AP9 RV EXT BRG PUMP B/SHAFT
FIRE | FOAM CONCENTRATE | Confidential | M24/846 | GE | AP070 | 6 | 34 | 1500 | TOP DRIVE CLOCKWISE OPTION 'A'DRG 29817 |  |  | 14 CST | NIL | ASSUMED FLOODED | 11 BAR (HYDRO TEST TO 21 BAR) | AP7 EB PUMP X 700P P/WHEEL - SINGLE NOZZLE DOUBLE BRG
FIRE | FOAM CONCENTRATE | Confidential | M24/847 | GE | AP070 | 10 | 34 | 1500 | TOPDRIVE ANTICLOCKWISE OPTION'D' 29817 |  |  | 14 CST | NIL | ASSUMED FLOODED | 11 BAR (HYDRO TEST TO 21 BAR) | AP7 EB PUMP X 700P P/WHEEL - SINGLE NOZZLE DOUBLE BRG
FIRE | FOAM CONCENTRATE | Confidential | M24/856 | GE | AP130 | 1 | 800 | 1850 MAX. | TOP DRIVE / CLOCKWISE |  |  | ASSUMED 14 CST | NIL | ASSUMED FLOODED | UP TO 16 BARS | AP13 EXTENDED BEARING PUMP B/SHAFT
FIRE | FOAM CONCENTRATE | Confidential | M24/871 | OEM | AP120 | 1 | 833 | 2000 | TOP DRIVE/CLOCKWISE OPTION 2 DRG 24307 | AMBIENT |  | 20 CST | NIL | FLOODED | 18 BAR . | AP12 RV PUMP (FAT SHAFT)
FIRE | FOAM CONCENTRATE | Confidential | M24/872 | GE | AP090 | 1 | 186 | 1500 | TOP DRIVE / CLOCKWISE |  |  | ASSUMED 14 CST | NIL | ASSUMED FLOODED | 10 BAR | AP9 EXT BRG PUMP B/SHAFT
FIRE | FOAM CONCENTRATE | Confidential | M24/877 | OEM | AP120 | 1 | 800 | 1950 | TOP DRIVE / ACW OPTION 1 DRG 24307 | AMBIENT |  | 10 TO 15 CST | NIL | FLOODED | 18 BAR | AP12 RV PUMP (FAT SHAFT)
FIRE | FOAM CONCENTRATE | Confidential | M24/879 | GE | AP070 | 1 | 123 | 1750 | BOTTOM DRIVE / CLOCKWISE OPTION G 29817 | 25 TO 60°C | 1 02 | 14 CST | NIL | ASSUMED FLOODED | 11 BAR | AP7 EB PUMP X 700P P/WHEEL - SINGLE NOZZLE DOUBLE BRG
FIRE | FOAM CONCENTRATE | Confidential | M24/886 | GE | AP110 | 2 | 150 | 700 (ALB ASSUME...!) | TOP DRIVE / CLOCKWISE |  |  | ASSUMED 14 CST | NIL | ASSUMED FLOODED | MAX 21 BAR | AP11 RV EXT BRG PUMP
FIRE | FOAM CONCENTRATE | Confidential | M24/888 | GE | AP070 | 2 | 107 | 1750 | TOP DRIVE / ANTI CLOCKWISE |  |  | ASSUMED 14 CST | NIL | ASSUMED FLOODED | 11 BAR | AP7 (2.500D) RV EXT BRG PUMP D/C TO 112M ON B/PLATE
FIRE | FOAM 3% THIXOTROPIC/ARC | Confidential | M24/890 | GE | AP090 | 1 | 200 | 1500 | TOP DRIVE / CLOCKWISE OPTION C 29817 |  |  | 12-15 CST | NIL | ASSUMED FLOODED | 10 BAR | AP9 EB PUMP X 700P P/WHEEL - SINGLE NOZZLE DOUBLE BRG
FIRE | FOAM AFFF | Confidential | M24/901 | GE | AP110 | 1 | 334 | 1500 | TOP DRIVE / CLOCKWISE | - | 1 15 | 50 CENTISTOKES | NIL | 2 BAR A | 10.5 BAR G (9.5 BAR DIFF) | AP11 RV M/SEAL T/BRG EXTENDED BEARING PUMP
FIRE | FOAM CONCENTRATE | Confidential | M24/906 | GE | HD080 | 3 | 1320 | 1600 | TOP DRIVE / CLOCKWISE |  |  | ASSUMED 14 CST | NIL | ASSUMED FLOODED | 14 BAR G | HD8 RV EXT BRG PUMP BARESHAFT
FIRE | FOAM CONCENTRATE | Confidential | M24/907 | GE | HD050 | 2 | 720 | 1780 | TOP DRIVE / CLOCKWISE OPTION 2 24307 |  |  | ASSUMED 14 CST | NIL | ASSUMED FLOODED | 14 BAR | HD5 RV EXT BRG LIPSEAL PUMP B/SHAFT
FIRE | FP FOAM | Confidential | M24/925 | GE | AP080 | 1 | 123 | 1420 | TOP DRIVE / CLOCKWISE OPTION 2 24307 |  |  | 12 TO 15 CST | NIL | ASSUMED FLOODED | 13 BAR | AP8 (2.250D) EXT BRG PUMP D/C TO 132S ON B/PLATE
FIRE | FOAM LIQUID | Confidential | M24/926 | GE | AP110 | 3 | 425 | 1550 | BOTTOM DRIVE / CLOCKWISE OPTION 3 24307 |  |  | ASSUMED 14 CST | NIL | FLOODED | 3.5 BAR | AP11 EXTENDED BEARING PUMP
FIRE | FOAM CONCENTRATE | Confidential | M24/930 | GE | AP090 | 2 | 190 | 1450 | TOP DRIVE / CLOCKWISE BUILD 2 DRG 24307 |  |  | ASSUMED 14 CST | NIL | ASSUMED FLOODED | 12 BAR . | AP9 RV EXT BRG LIPSEAL PUMP
FIRE | FOAM CONCENTRATE | Confidential | M24/931 | GE | AP090 | 2 | 119 | 1200 | BOT DRIVE / CLOCKWISE OPTION 'G' 29817 |  |  | ASSUMED 14 CST | NIL | ASSUMED FLOODED | 14 BAR . | AP9 RV EB PUMP X 700P P/WHEEL - SINGLE NOZZLE SINGLE BRG
FIRE | FOAM CONCENTRATE | Confidential | M24/933 | GE | AP040 | 2 | 9 | 2000 | BOTTOM DRIVE / ANTI-CLOCKWISE |  |  |  | NIL |  | 7 BARG | AP4-900 SPEC FLG MTD PUMP
FIRE | FOAM CONCENTRATE | Confidential | M24/945 | GE | HD040 | 2 | 460 | 1420 up to 2200 |  |  |  | ASSUMED 14 CST | NIL | ASSUMED FLOODED | 16 BAR (RV SETTING 17 - 24 BAR) | HD4 EXTENDED BEARING PUMP
FIRE | FOAM CONCENTRATE | Confidential | M24/948 | GE | AP080 | 1 | 150 | 1450 | TOP DRIVE / CLOCKWISE |  |  | ASSUMED 14 CENTISTOKES | NIL | ASSUMED FLOODED | 7 BAR | AP8 (2.250S) RV EXT BRG PUMP D/C TO 112M ON B/PLATE
FIRE | FOAM CONCENTRATE | Confidential | M24/959 | GE | AP115 | 1 | 350 | 1440 | TOP DRIVE / CLOCKWISE |  |  | ASSUMED 14 CST | NIL |  | 16 BAR | AP11.5 RV EXT BRG PUMP
FIRE | FOAM CONCENTATE FP70 | Confidential | M24/963 | GE | AP100 | 4 | 233.33 | 1420 | TOP DRIVE / CLOCKWISE |  |  | ASSUMED 14 CST | NIL | ASSUMED FLOODED | 15 BARG | AP10 EXTENDED BEARING PUMP D/C TO 160M ON B/PLATE
FIRE | FOAM CONCENTATE FP70 | Confidential | M24/964 | GE | AP110 | 2 | 303.33 | 1420 | TOP DRIVE / CLOCKWISE |  |  | ASSUMED 14 CST | NIL | ASSUMED FLOODED | 15 BARG | AP11 EXTENDED BEARING PUMP D/C TO 200M ON B/PLATE
FIRE | FOAM CONCENTRATE - 3% AFFF | Confidential | M24/966 | GE | AP110 | 1 | 300 | 1450 | TOP DRIVE / ANTI CLOCKWISE |  |  | ASSUMED 14 CST | NIL | ASSUMED FLOODED | 14 BAR | AP11 RV EXT L/SEAL BRG PUMP D/C TO 180M ON B/PLATE
FIRE | FOAM CONCENTRATE - 3% AFFF | Confidential | M24/967 | GE | AP110 | 1 | 300 | 1600 | BOT DRIVE / ANTI CLOCK OPTION M 32910 |  |  | ASSUMED 14 CST | NIL | ASSUMED FLOODED | 14 BAR | AP11 RV EB PUMP X 700P P/WHEEL - TWIN NOZZLE SINGLE BRG
FIRE | FOAM CONCENTRATE | Confidential | M24/968 | OEM | AP115 | 1 | 430 | 1500 | BOT DRIVE/ANTI-CLOCK OPTION 4 DRG 24307 |  |  | 10 CST AT 5°C | NIL |  | 18 BAR | AP11.5 RV EXT BRG PUMP
FIRE | FOAM CONCENTRATE | Confidential | M24/972 | GE | AP115 | 1 | 600 | 1950 | TOP DRIVE / ANTI CLOCKWISE |  |  | 12 TO 15 CST | NIL |  | 16 BAR | AP11.5 RV EXT BRG PUMP BARESHAFT
FIRE | FOAM CONCENTRATE | Confidential | M24/985 | GE | AP090 | 1 | 217 | 1600 | TOP DRIVE/ANTI CLOCK OPTION 1 DRG 24307 |  |  | ASSUMED 12 TO 14 CST | NIL |  | 9 BAR | AP9 EXT BRG PUMP
FIRE | FOAM CONCENTRATE | Confidential | M24/986 | GE | AP060 | 1 | 47 | 1100 | BOT DRIVE /ANTI CLOCK OPTION 4 DRG 24307 |  |  | ASSUMED 12 TO 14 CST | NIL |  | 9 BAR G | AP6 (1.265S) EXT BRG PUMP
FIRE | FOAM CONCENTRATE | Confidential | M25/006 | GE | HD080 | 1 | 1200 | 600 - 1800 | TOP DRIVE / ANTI CLOCKWISE |  |  | ASSUMED 14 CST | NIL | ASSUMED FLOODED | 20 BAR | HD8 RV EXT BRG PUMP B/SHAFT
FIRE | FOAM CONCENTRATE | Confidential | M25/020 | GE | HD050 | 2 | 600 | 1580 | TOP DRIVE / CLOCKWISE |  |  | ASSUMED 14 CST | NIL | ASSUMED FLOODED | 16 BAR | HD5 RV EXT BRG PUMP B/SHAFT
FIRE | FOAM CONCENTRATE | Confidential | M25/025 | GE | AP110 | 1 | 300 | 1420 | TOP DRIVE / CLOCKWISE |  |  | ASSUMED 14 CST | NIL | ASSUMED FLOODED | 16 BAR | AP11 EXT BEARING LIPSEAL PUMP B/SHAFT
FIRE | FOAM 3% AFFF CONCENTRATE | Confidential | M25/038 | GE | AP080 | 2 | 140 | 1450 | TOP DRIVE / CLOCKWISE |  | 1 | ASSUMED 14 CST | NIL | ASSUMED FLOODED | 11 BAR | AP8 (2.250D) RV EXT BRG PUMP - LIPSEAL
FIRE | FOAM CONCENTRATE | Confidential | M25/044 | GE | AP115 | 1 | 600 | 1950 | TOP DRIVE / ANTI CLOCKWISE |  |  | 12 TO 15 CST | NIL |  | 16 BAR | AP11.5 RV EXT BRG PUMP BARESHAFT
FIRE | FOAM CONCENTRATE | Confidential | M25/045 | GE | AP120 | 1 | 366 | 1080 | TOP DRIVE/CLOCKWISE |  |  | ASSUMED 14 CENTISTOKES | NIL | ASSUMED FLOODED | 15 BAR | AP12 EXTENDED BEARING PUMP
FIRE | FOAM FP70 CONCENTRATE | Confidential | M25/046 | GE | AP070 | 4 | 110 | 1600 | TOP DRIVE CLOCKWISE OPTION 'A' DRG 29817 |  |  | 14 CST ASSUMED | NIL | ASSUMED FLOODED | 11 KG/CM2 | AP7 EB PUMP X 700P P/WHEEL - SINGLE NOZZLE DOUBLE BRG
FIRE | FOAM FP70 CONCENTRATE | Confidential | M25/047 | GE | AP070 | 14 | 95 | 1600 | TOP DRIVE CLOCKWISE OPTION 'A' DRG 29817 |  |  | 14 CST ASSUMED | NIL | ASSUMED FLOODED | 11 KG/CM2 | AP7 EB PUMP X 700P P/WHEEL - SINGLE NOZZLE DOUBLE BRG
FIRE | FOAM FP70 CONCENTRATE | Confidential | M25/048 | GE | AP070 | 2 | 95 | 1600 | TD / ANTI CLOCKWISE OPTION 'D' DRG 29817 |  |  | 14 CST ASSUMED | NIL | ASSUMED FLOODED | 11 KG/CM2 | AP7 EB PUMP X 700P P/WHEEL - SINGLE NOZZLE DOUBLE BRG
FIRE | FOAM FP70 CONCENTRATE | Confidential | M25/049 | GE | AP070 | 4 | 70 | 1600 | TOP DRIVE CLOCKWISE OPTION 'A'DRG 29817 |  |  | 14 CST ASSUMED | NIL | ASSUMED FLOODED | 11 KG/CM2 | AP7 EB PUMP X 700P P/WHEEL - SINGLE NOZZLE DOUBLE BRG
FIRE | FOAM FP70 CONCENTRATE | Confidential | M25/050 | GE | AP070 | 16 | 70 | 1600 | TD / ANTI CLOCKWISE OPTION 'D' DRG 29817 |  |  | 14 CST ASSUMED | NIL | ASSUMED FLOODED | 11 KG/CM2 | AP7 EB PUMP X 700P P/WHEEL - SINGLE NOZZLE DOUBLE BRG
FIRE | FOAM FP70 CONCENTRATE | Confidential | M25/051 | GE | AP070 | 2 | 50 | 1600 | TD / ANTI CLOCKWISE OPTION 'D 'DRG 29817 |  |  | 14 CST ASSUMED | NIL | ASSUMED FLOODED | 11 KG/CM2 | AP7 EB PUMP X 700P P/WHEEL - SINGLE NOZZLE DOUBLE BRG
FIRE | FOAM CONCENTRATE - 3% AFFF | Confidential | M25/053 | GE | AP110 | 1 | 300 | 1500 | TOP DRIVE / CLOCKWISE OPTION J 32910 |  |  | ASSUMED 14 CST | NIL | ASSUMED FLOODED | 13 BAR | AP11 RV EB PUMP X 700P P/WHEEL - TWIN NOZZLE SINGLE BRG
FIRE | FOAM CONCENTRATE | Confidential | M25/054 | GE | AP070 | 2 | 123 | 1750 | SEE BELOW |  | 1 02 | 14 CST ASSUMED | NIL | ASSUMED FLOODED | 12 BAR | AP7 RV EB PUMP X 700P P/WHEEL - SINGLE NOZZLE SINGLE BRG
FIRE | ANGUS FIRE FOAM FP70 PLUS | Confidential | M25/055 | GE | HD040 | 1 | 415 | 1420 | TOP DRIVE / CLOCKWISE | 25°C | 1 16-1 18 | 30 CST | NIL | ASSUMED FLOODED | 15 BAR | HD4 RV EXT L/SEAL BRG PUMP B/SHAFT
FIRE | 3% FP ANGUS FIRE FOAM FP70 | Confidential | M25/056 | GE | AP090 | 1 | 213 | 1420 | TOP DRIVE / CLOCKWISE |  |  | ASSUMED 14 CST | NIL | ASSUMED FLOODED | 13 BARG | AP9 RV EXT BRG LIPSEAL B/SHAFT PUMP
FIRE | FOAM CONCENTRATE 1% TRIDOL S | Confidential | M25/064 | GE | AP050 | 1 | 8 | 1200 | TOP DRIVE / CLOCKWISE |  | 1 025 | 10 TO 27 CST AT 20°C | NIL | FLOODED | 6.5 BARG | AP5N2 EXT BRG PUMP X 400P PELTON WHEEL
FIRE | FOAM CONCENTRATE | Confidential | M25/076 | GE | HD080 | 1 | 1400 | 1500 | TOP DRIVE / CLOCKWISE OPTION 2 DRG 24307 |  |  | ASSUMED 14 CST | NIL | ASSUMED FLOODED | RV SET AT 18 BAR | HD8 RV EXT BRG T2 M/S PUMP
FIRE | FOAM CONCENTRATE | Confidential | M25/079 | GE | AP080 | 1 | 135 | 1600 | TOPDRIVE CLOCKWISE OPTION `A` DRG 29817 |  |  | 14 CST | NIL | FLOODED | 12.5 BAR G | AP8 E/BRG PUMP X 700P P/WHEEL - SINGLE NOZZLE DOUBLE BRG
FIRE | FOAM CONCENTRATE | Confidential | M25/105 | GE | AP115 | 1 | 600 | 1700 | TOP DRIVE / CLOCKWISE |  |  | ASSUMED 14 CST | NIL | ASSUMED FLOODED | 4 BAR | AP11.5 RV EXT BRG PUMP B/SHAFT
FIRE | FOAM CONCENTRATE | Confidential | M25/106 | GE | AP130 | 1 | 1000.12 | 1450 | TOP DRIVE / CLOCKWISE |  |  | ASSUMED 14 CST | NIL | ASSUMED FLOODED | 95M | AP13 RV EXT BRG PUMP
FIRE | FOAM CONCENTRATE | Confidential | M25/117 | GE | HD050 | 1 | 540 | 1500 | TOP DRIVE / CLOCKWISE |  |  | ASSUMED 14 CST | NIL | ASSUMED FLOODED | 16 BAR | HD5 EXT BRG PUMP
FIRE | FOAM CONCENTRATE | Confidential | M25/144 | GE | AP130 | 2 | 1150 | 500 TO 1800 | TOP DRIVE / CLOCKWISE |  |  | ASSUMED 14 CST | NIL | ASSUMED FLOODED | 16 BAR & 20 BAR | AP13 RV EXT BRG PUMP B/SHAFT
FIRE | FOAM CONCENTRATE | Confidential | M25/161 | GE | AP130 | 1 | 1150 | 500 TO 1800 | TOP DRIVE / ANTI - CLOCKWISE |  |  | ASSUMED 14 CST | NIL | ASSUMED FLOODED | 16 BAR & 20 BAR | AP13 RELIEF VALVE EXTENDED BEARING PUMP B/SHAFT
FIRE | FOAM CONCENTRATE | Confidential | M25/173 | GE | AP050 | 2 | 42 | 1600 | TOPDRIVE CLOCKWISE DRG 29817 OPTION A"" | - |  | 9 CENTISTOKES | NIL | ASSUMED FLOODED | 11.5 BAR G | AP5 EXT BRG PUMP X 400P PELTON WHEEL
FIRE | FOAM CONCENTRATE | Confidential | M25/181 | OEM | AP130 | 1 | 750 | 1750 | TOP DRIVE/ANTI CLOCK OPTION 1 DRG 24307 |  |  | 100 CST | NIL |  | 18 BAR . | AP13 RV EXT BRG PUMP
FIRE | FOAM CONCENTRATE | Confidential | M25/188 | GE | AP090 | 2 | 235 | 1750 | BOTTOM DRIVE/ANTI CLOCK OPTION H 29817 |  |  | ASSUMED 14 CST | NIL | ASSUMED FLOODED | 12 BAR | AP9 EB PUMP X 700P P/WHEEL - SINGLE NOZZLE SINGLE BRG
FIRE | FOAM CONCENTRATE | Confidential | M25/198 | GE | AP070 | 1 | 125.5 | 2500 | TOP DRIVE/ANTI-CLOCKWISE OPTION B 29817 |  |  | ASSUMED 14 CST | NIL | ASSUMED FLOODED | 11.2 BARG | AP7 EB PUMP X 700P P/WHEEL - SINGLE NOZZLE DOUBLE BRG
FIRE | AFFF - FOAM CONCENTRATE | Confidential | M25/213 | GE | HD050 | 2 | 599 | 1780 | TOP DRIVE / CLOCKWISE |  |  |  | NIL |  | 11 BARG | HD5 E.B PUMP WITH CRANE T5610Q-1 CARTRIDGE SEAL D/C ON B/PLT
FIRE | FOAM CONCENTRATE | Confidential | M25/218 | GE | AP110 | 1 | 350 | 1420 | TOP DRIVE /ANTI CLOCKWISE OPTION 1 24307 |  |  | ASSUMED 14 CST | NIL | ASSUMED FLOODED | 10 BAR | AP11 EXTENDED BEARING PUMP B/SHAFT
FIRE | FOAM CONCENTRATE - 3% AFFF | Confidential | M25/220 | GE | AP110 | 3 | 334 | 1450 | TOP DRIVE / CLOCKWISE OPTION 2 DRG 24307 | 40°C | 1 15 | 7 6 TO 11 CST AT 20°C | NIL | ASSUMED FLOODED | 12 BAR | AP11 RV EXT BRG PUMP B/SHAFT
FIRE | FOAM CONCENTRATE - 3% AFFF | Confidential | M25/221 | GE | AP110 | 3 | 334 | 1450 | TOP DRIVE / CLOCKWISE OPTION 2 DRG 2430 | 40°C |  | 7 6 TO 11 CST AT 20°C | NIL | ASSUMED FLOODED | 12 BAR | AP11 RV EXT BRG PUMP D/C TO 160L ON B/PLATE
FIRE | FOAM CONCENTRATE | Confidential | M25/223 | GE | AP130 | 2 | 1000 | 1420 | TOP DRIVE / ANTI-CLOCKWISE | - |  | ASSUMED 14 CENTISTOKES | NIL | ASSUMED FLOODED | 18 BAR | AP13 RELIEF VALVE EXTENDED BEARING PUMP
FIRE | FOAM CONCENTRATE | Confidential | M25/229 | GE | AP070 | 2 | 71 | 1850 | BOTTOM DRIVE / CLOCKWISE |  |  | ASSUMED 14CST | NIL | +/- 0 5M | 9.34 BAR | AP7N2 EXT BRG PUMP FOR 700P PELTON WHEEL
FIRE | FOAM CONCENTRATE | Confidential | M25/230 | GE | AP050 | 2 | 21 | 1500 | BOTTOM DRIVE / CLOCKWISE |  |  | ASSUMED 14 CST | NIL | +/- 0 5M | 6.09 BAR | AP5N2 EXT BRG PUMP SUITABLE FOR 400P PELTON WHEEL
FIRE | FOAM CONCENTRATE | Confidential | M25/243 | GE | HD080 | 1 | 1320 | 1600 | TOP DRIVE / CLOCKWISE |  |  | ASSUMED 14 CST | NIL | ASSUMED FLOODED | 14 BAR G | HD8 RV EXT BRG PUMP BARESHAFT
FIRE | FOAM CONCENTRATE | Confidential | M25/248 | GE | AP130 | 1 | 500 | 1000 | TOP DRIVE / ANTI-CLOCKWISE |  |  | 12 TO 15 CST | NIL | 1 METRE LIFT | 18 BAR | AP13 EXTENDED BEARING PUMP
FIRE | FOAM CONCENTRATE | Confidential | M25/252 | GE | AP115 | 1 | 480 | 1650 | TOP DRIVE / CLOCKWISE | - |  | ASSUMED 14 CST | NIL | ASSUMED FLOODED | 14 BAR | AP11.5 RV EXT BRG PUMP B/SHAFT
FIRE | FOAM CONCENTRATE | Confidential | M25/258 | GE | AP090 | 2 | 148 | 1450 | TOP DRIVE / CLOCKWISE |  |  | ASSUMED 14 CST | NIL | ASSUMED FLOODED | 11 BAR | AP9 EXT BRG LIPSEAL PUMP D/C TO 132S ON B/PLATE
FIRE | FOAM CONCENTRATE | Confidential | M25/259 | GE | AP090 | 2 | 148 | 1500 | TOP DRIVE / CLOCKWISE |  |  | ASSUMED 14 CST | NIL | ASSUMED FLOODED | 11 BAR | AP9 EXT BRG LIPSEAL PUMP D/C TO FARYMANN 43F DIESEL ON B/PL
FIRE | FOAM TRIDOL S 1% | Confidential | M25/264 | GE | AP050 | 3 | 18 | 1300 | TOP DRIVE / CLOCKWISE OPTION 'C' 29817 |  | 1 025 | 10 TO 27 CST AT 20°C | NIL | FLOODED | 8 BARG | AP5N2 EXT BRG PUMP X 400P PELTON WHEEL
FIRE | FOAM CONCENTRATE | Confidential | M25/265 | GE | AP130 | 2 | 800 | 1400 | ACW |  |  | 20 CPS APPROX | NIL | FLOODED | 18 BAR | AP13 RV EXT BRG T2 M/SEAL PUMP B/SHAFT
FIRE | FOAM CONCENTRATE | Confidential | M25/269 | GE | AP090 | 1 | 235 | 1750 | BOTTOM DRIVE/ANTI CLOCK OPTION H 29817 |  |  | ASSUMED 14 CST | NIL | ASSUMED FLOODED | 12 BAR | AP9 EB PUMP X 700P P/WHEEL - SINGLE NOZZLE SINGLE BRG
FIRE | FOAM CONCENTRATE | Confidential | M25/273 | GE | AP070 | 1 | 87 | 1500 | TOP DRIVE / CLOCKWISE OPTION 'C' 29817 |  |  | ASSUMED 14 CST | NIL | ASSUMED FLOODED | 10.5 BAR | AP7 EB PUMP X 700P P/WHEEL - SINGLE NOZZLE SINGLE BRG
FIRE | FOAM CONCENTRATE | Confidential | M25/275 | GE | HD040 | 1 | 500 | 1500 | TOP DRIVE / CLOCKWISE |  |  | 15 TO 16 CST | NIL | ASSUMED FLOODED | 15 BAR | HD4 (3.500S) RV EXT BRG PUMP
FIRE | FOAM CONCENTRATE | Confidential | M25/289 | GE | AP100 | 2 | 300 | 1700 | TOP DRIVE / CLOCKWISE | 5 TO 40°C AMB | 1 17 | 11 CST | NIL | ASSUMED FLOODED | 14 BAR | AP10 RV EXT BRG PUMP D/C TO HATZ 2M41 ON B/PLATE
FIRE | FOAM CONCENTRATE | Confidential | M25/291 | GE | AP090 | 1 | 188 | 1420 | TOP DRIVE / CLOCKWISE |  |  | 1500 +/- 500 CPS (AT REST) | NIL | ASSUMED FLOODED | 12 BAR | AP9 EXT BRG PUMP B/SHAFT
FIRE | FOAM CONCENTRATE | Confidential | M25/292 | OEM | AP130 | 1 | 750 | 1750 | TOP DRIVE/ANTI CLOCK OPTION 1 DRG 24307 |  |  | 100 CST | NIL |  | 18 BAR . | AP13 RV EXT BRG PUMP B/SHAFT
FIRE | FOAM CONCENTRATE | Confidential | M25/293 | GE | AP100 | 1 | 210 | 1450 | TOP DRIVE / CLOCKWISE |  |  | ASSUMED 14 CST | NIL | ASSUMED FLOODED | 9 BAR | AP10 RV EXT BRG PUMP D/C TO 132M ON B/PLATE.
FIRE | FOAM CONCENTRATE | Confidential | M25/298 | GE | HD050 | 1 | 600 | 1600 | TOP DRIVE / ANTI-CLOCKWISE |  |  | ASSUMED 14 CST | NIL | ASSUMED FLOODED | 16 BAR . | HD5 RV EXT BRG PUMP B/SHAFT
FIRE | FOAM CONCENTRATE | Confidential | M25/299 | GE | AP115 | 6 | 433 | 1420 | TOP DRIVE / ANTI-CLOCKWISE |  |  | ASSUMED 14 CST | NIL | ASSUMED FLOODED | 20 BAR (365 LPM) | AP11.5 RV EXT BRG PUMP B/SHAFT
FIRE | FOAM CONCENTRATE | Confidential | M25/311 | GE | AP080 | 1 | 188 | 1900 | TOP DRIVE / CLOCKWISE |  |  | 1500 +/- 500 CPS (AT REST) | NIL | ASSUMED FLOODED | 12 BAR | AP8 (2.250S) EXT BRG PUMP
FIRE | FOAM CONCENTRATE | Confidential | M25/316 | GE | AP080 | 2 | 180 | 1850 | BOT DRIVE / ANTI-CLOCK OPTION 'H' 29817 |  |  | ASSUMED 14 CST | NIL | ASSUMED FLOODED | 12 BAR | AP8 E/BRG PUMP X 700P P/WHEEL - SINGLE NOZZLE SINGLE BRG
FIRE | FOAM CONCENTRATE | Confidential | M25/317 | GE | AP090 | 1 | 180 | 1420 | TOP DRIVE / CLOCKWISE |  |  | ASSUMED 14 CST | NIL | ASSUMED FLOODED | 11 BAR | AP9 EXT BRG LIPSEAL PUMP D/C TO 132M ON B/PLATE
FIRE | FOAM CONCENTRATE | Confidential | M25/327 | GE | AP050 | 1 | 6 | 1500 | TOP DRIVE / CLOCKWISE |  |  | 14 CST | NIL | ASSUMED FLOODED | 120 METRES (11.8 BAR) | AP5N2 EXT BRG PUMP X 400P PELTON WHEEL
FIRE | FOAM CONCENTRATE | Confidential | M25/332 | GE | AP090 | 1 | 189.42 | 1420 | TOP DRIVE / CLOCKWISE |  |  | ASSUMED 14 CST | NIL | ASSUMED FLOODED | 11 BAR | AP9 RV EXT BRG PUMP
FIRE | FOAM CONCENTRATE | Confidential | M25/348 | GE | AP115 | 1 | 391 | 1500 | TOP DRIVE / ANTI CLOCKWISE |  |  | ASSUMED 14 CST | NIL | ASSUMED FLOODED | 16 BAR NORM 20 BAR MAX | AP11.5 RV EXT BRG PUMP B/SHAFT
FIRE | FOAM CONCENTRATE | Confidential | M25/351 | GE | AP120 | 1 | 360 | 1075 | TOP DRIVE / CLOCKWISE |  |  | ASSUMED 14 CST | NIL | MAX 3 METRE SUCTION LIFT | 18 BAR NORMAL | AP12 EXTENDED BEARING PUMP D/C TO PARKER F12 080 ON B/PLATE
FIRE | FOAM CONCENTRATE | Confidential | M25/360 | GE | HD080 | 2 | 1320 | 1600 | TOP DRIVE / CLOCKWISE |  |  | ASSUMED 14 CST | NIL | ASSUMED FLOODED | 14 BAR G | HD8 RV EXT BRG PUMP BARESHAFT
FIRE | FOAM CONCENTRATE - 3% AFFF | Confidential | M25/367 | GE | HD040 | 4 | 584 | 1769 | TOP DRIVE / CLOCKWISE |  |  | ASSUMED 14 CST | NIL | ASSUMED FLOODED | 13 BARG | HD4 RV EXT BRG L/SEAL PUMP D/C TO ABB 180ML ON B/PLATE
FIRE | FOAM CONCENTRATE | Confidential | M25/369 | GE | AP115 | 3 | 600 | 1950 | TOP DRIVE / ANTI CLOCKWISE |  |  | 12 TO 15 CST | NIL |  | 16 BAR | AP11.5 RV EXT BRG PUMP
FIRE | FOAM CONCENTRATE | Confidential | M25/379 | GE | HD080 | 4 | 1000 | 1175 | SEE AMEND BELOW |  |  | ASSUMED 14 CST | NIL | ASSUMED FLOODED | 20 BAR | HD8 RV EXT BRG PUMP
FIRE | FOAM CONCENTRATE AFFF | Confidential | M25/381 | GE | AP110 | 1 | 250 | 1175 | TOP DRIVE / CLOCKWISE OPTION 2 DRG 24307 |  |  | ASSUMED 14 CST | NIL | ASSUMED FLOODED | 12 BAR | AP11 EXTENDED BEARING PUMP
FIRE | FOAM CONCENTRATE | Confidential | M25/382 | GE | HD040 | 2 | 400 | 1300 | BOT DRIVE/ANTI CLOCK OPTION 'A' 15089 |  |  | ASSUMED 14 CST | NIL | ASSUMED FLOODED | 12 BAR | HD4 EXT BRG PUMP D/C TRIPLE NOZZLE 700P PELTON WHEEL
FIRE | FOAM CONCENTRATE | Confidential | M25/395 | OEM | AP120 | 1 | 833 | 2000 | TOP DRIVE/CLOCKWISE OPTION 2 DRG 24307 | AMBIENT |  | 20 CST | NIL | FLOODED | 18 BAR . | AP12 RV PUMP (FAT SHAFT) B/SHAFT
FIRE | FOAM CONCENTRATE | Confidential | M25/399 | GE | AP110 | 5 | 280 | 1420 | TOP DRIVE / CLOCKWISE |  |  | ASSUMED 14 CST | NIL | ASSUMED FLOODED | 16 BAR | AP11 RV EXT BRG PUMP B/SHAFT
FIRE | FOAM CONCENTRATE AFFF 6% | Confidential | M25/400 | GE | HD040 | 2 | 150 | 1420 | SEE BELOW | AMBIENT SG SHOWN AT 20°C | 1 00-1 03 | 2 CST | NIL | ASSUMED FLOODED | 14.2 KG/CM2G . | HD3 EXT BRG LIPSEAL PUMP X 110HF X 160M MOTOR
FIRE | FOAM CONCENTRATE ARC 6% | Confidential | M25/401 | GE | HD050 | 2 | 617 | 1420 | SEE BELOW | AMBIENT SG SHOWN AT 20' | 1 04-1 06 | 1000 CST THIXOTROPIC | NIL | ASSUMED FLOODED | 14.2 KG/CM2G . | HD5 EXT BRG LIPSEAL PUMP X 180HF X 200L MOTOR
FIRE | FOAM CONCENTRATE AFFF 6% | Confidential | M25/402 | GE | HD040 | 2 | 83 | 1420 | SEE BELOW | AMBIENT SG SHOWN AT 20°C | 1 00-1 03 | 2 CST | NIL | ASSUMED FLOODED | 14.2 KG/CM2G . | HD3 EXT BRG LIPSEAL PUMP X 110HF X 132M MOTOR
FIRE | FOAM CONCENTRATE AFFF 6% | Confidential | M25/403 | GE | HD040 | 2 | 183 | 1420 | SEE BELOW | AMBIENT SG SHOWN AT 20°C | 1 00-1 03 | 2 CST | NIL | ASSUMED FLOODED | 14.2 KG/CM2G . | HD3 EXT BRG LIPSEAL PUMP X 110HF X 160M MOTOR
FIRE | FOAM CONCENTRATE AFFF 6% | Confidential | M25/404 | GE | HD040 | 2 | 83 | 1420 | SEE BELOW | AMBIENT SG SHOWN AT 20°C | 1 00-1 03 | 2 CST | NIL | ASSUMED FLOODED | 14.2 KG/CM2G . | HD3 EXT BRG LIPSEAL PUMP X 110HF X 132M MOTOR
FIRE | FOAM CONCENTRATE | Confidential | M25/407 | GE | AP050 | 1 | 9 | 1400 | TOP DRIVE/CLOCKWISE OPTION A"DRG 29817" |  |  | ASSUMED 12/14 CST | NIL | ASSUMED FLOODED | 7 BAR | AP5N2 EXT BRG PUMP X 400P PELTON WHEEL
FIRE | FOAM CONCENTRATE | Confidential | M25/421 | GE | AP090 | 1 | 235 | 1750 | BOTTOM DRIVE/ANTI CLOCK OPTION H 29817 |  |  | ASSUMED 14 CST | NIL | ASSUMED FLOODED | 12 BAR | AP9 EB PUMP X 700P P/WHEEL - SINGLE NOZZLE SINGLE BRG
FIRE | FOAM CONCENTRATE | Confidential | M25/437 | GE | AP070 | 1 | 90 | 1800 | ANTI CLOCKWISE / TOP DRIVE |  |  | ASSUMED 14 CENTISTOKES | NIL | ASSUMED FLOODED | 11.4 BAR | AP7 EB PUMP X 700P P/WHEEL - SINGLE NOZZLE SINGLE BRG
FIRE | FOAM AFFF FORMTEC ARC 3X3 UL | Confidential | M25/482 | GE | HD070 | 1 | 675 | 1300 | TOP DRIVE / CLOCKWISE |  |  | 1800 CST AT 20°C | NIL | ASSUMED FLOODED | 13 BARG | HD7 EXTENDED BRG PUMP X 1200 PELTON WHEEL X BEDPLATE
FIRE | FOAM AFFF FORMTEC ARC 3X3 UL | Confidential | M25/483 | GE | AP115 | 1 | 375 | 1450 | BOTTOM DRIVE / ANTI CLOCKWISE |  |  | 1800 CST AT 20°C | NIL | ASSUMED FLOODED | 13 BAR G | AP11.5 EXT BRG PUMP D/C TRIPLE NOZZLE 700P PELTON WHEEL
FIRE | THIXOTROPIC FOAM | Confidential | M25/497 | GE | AP070 | 2 | 90 | 1420 | TOP DRIVE / CLOCKWISE |  |  | 12-15 CST | NIL |  | 3.5 BAR | AP7 (2.500D) EXT BRG PUMP X 90HF X 100L MOTOR
FIRE | FOAM CONCENTRATE | Confidential | M25/501 | GE | HD050 | 4 | 570 | 1450 | TOP DRIVE / CLOCKWISE BUILD 2 DRG 24307 |  |  | ASSUMED 14 CST | NIL | ASSUMED FLOODED | 14 BAR | HD5 EXTENDED BEARING PUMP B/SHAFT
FIRE | FOAM CONCENTRATE | Confidential | M25/502 | GE | HD050 | 8 | 570 | 1450 | TOP DRIVE / CLOCKWISE BUILD 2 DRG 24307 |  |  | ASSUMED 14 CST | NIL | ASSUMED FLOODED | 14 BAR | HD5 RV EXT BRG PUMP B/SHAFT
FIRE | FOAM CONCENTRATE | Confidential | M25/503 | GE | AP090 | 4 | 190 | 1450 | TOP DRIVE / CLOCKWISE BUILD 2 DRG 24307 |  |  | ASSUMED 14 CST | NIL | ASSUMED FLOODED | 12 BAR . | AP9 RV EXT BRG LIPSEAL PUMP
FIRE | FOAM CONCENTRATE | Confidential | M25/504 | GE | AP070 | 2 | 85 | 1200 | TOP DRIVE / CLOCKWISE | 19/25/32°C |  | 4 CST | NIL | -30 KPAG | 500 KPAG | AP7 (2.500D) RV EXT BRG PUMP B/SHAFT
FIRE | FOAM CONCENTRATE FP70 | Confidential | M25/506 | GE | AP100 | 1 | 240 | 1456 | TOP DRIVE / ANTI CLOCKWISE |  | 1 16 | 11 2 TO 16 8 CST AT 10°C | NIL | ASSUMED FLOODED | 16 BAR | AP10 EXTENDED BEARING PUMP D/C TO 160ML ON B/PLATE
FIRE | FOAM CONCENTRATE FP70 | Confidential | M25/507 | GE | AP100 | 1 | 240 | 1500 | TOP DRIVE / CLOCKWISE |  | 1 16 | 11 2 TO 16 8 CST AT 10°C | NIL | ASSUMED FLOODED | 16 BAR | AP10 EXTENDED BEARING PUMP D/C LOMBARDINI LDW1603 ON B/PLATE
FIRE | FP FOAM CONCENTRATE | Confidential | M25/511 | GE | AP050 | 1 | 40 | 2000 | BOTTOM DRIVE / ANTI CLOCK OPTION F 29817 |  |  | ASSUMED 14 CST | NIL | ASSUMED FLOODED | 11.5 BAR | AP5 RV EXT BRG PUMP DRIVEN BY PELTON WHEEL
FIRE | FP FOAM CONCENTRATE | Confidential | M25/512 | GE | AP050 | 1 | 40 | 1420 | TOP DRIVE / CLOCKWISE OPTION 2 24307 |  |  | ASSUMED 14 CST | NIL | ASSUMED FLOODED | 11.5 BAR | AP5 RV EXTENDED BEARING PUMP D/C TO 100L ON B/PLATE
FIRE | 3% FOAM | Confidential | M25/549 | GE | AP090 | 1 | 200 | 1500 | TOP DRIVE / CLOCKWISE |  |  | 20 CST | NIL |  | 9.5 BAR | AP9 EXT BRG PUMP X BEDPLATE (TO SUIT 950P P/WHEEL)
FIRE | FOAM CONCENTRATE | Confidential | M25/553 | OEM | AP120 | 1 | 833 | 2000 | BOT DRIVE/ANTI-CLOCK OPTION 4 DRG 24307 | AMBIENT |  | 20 CST | NIL | FLOODED | 18 BAR . | AP12 RV PUMP (FAT SHAFT)
FIRE | FOAM CONCENTRATE | Confidential | M25/573 | GE | HD040 | 2 | 430 | 1430 | SEE BELOW |  |  | 1000 CST | NIL | ASSUMED FLOODED | 18 BAR | HD4 (3.500S) RV EXT BRG PUMP
FIRE | FOAM CONCENTRATE | Confidential | M25/600 | GE | AP090 | 1 | 235 | 1750 | TOP DRIVE / CLOCKWISE OPTION C 29817 |  |  | ASSUMED 14 CST | NIL | ASSUMED FLOODED | 12 BAR . | AP9 RV EB PUMP X 700P P/WHEEL - SINGLE NOZZLE SINGLE BRG
FIRE | FOAM CONCENTRATE | Confidential | M25/608 | GE | AP090 | 1 | 240 | 1700 | BOT DRIVE / ANTI-CLOCK OPTION °F' 29817 |  |  | 12 TO 15 CST | NIL |  | 9.3 BAR | AP9 EB PUMP X 700P P/WHEEL - SINGLE NOZZLE SINGLE BRG
FIRE | FOAM CONCENTRATE | Confidential | M25/609 | GE | AP090 | 1 | 200 | 2000 | BOT DRIVE / CLOCKWISE OPTION 'E' 29817 |  |  | 12 TO 15 CST | NIL |  | 16 BARG AT 200 LPM IF ACHIEVABLE, IF NOT | AP9 EB PUMP X 700P P/WHEEL - SINGLE NOZZLE SINGLE BRG
FIRE | AFFF - FOAM CONCENTRATE | Confidential | M25/617 | GE | HD040 | 3 | 567 | 1800 | TOP DRIVE / EITHER |  | 1 05 | ASSUMED 14 CST | NIL | ASSUMED FLOODED | 14 BAR | HD4 HIGH PRESSURE FOAM PUMP
FIRE | AFFF - FOAM CONCENTRATE | Confidential | M25/618 | GE | HD040 | 2 | 567 | 1800 | TOP DRIVE / EITHER |  | 1 05 | ASSUMED 14 CST | NIL | ASSUMED FLOODED | 14 BAR | HD4 HIGH PRESSURE FOAM PUMP
FIRE | FOAM CONCENTRATE | Confidential | M25/626 | GE | AP115 | 1 | 600 | 1950 | TOP DRIVE / ANTI CLOCKWISE |  |  | 12 TO 15 CST | NIL |  | 16 BAR | AP11.5 RV EXT BRG PUMP
FIRE | FOAM CONCENTRATE | Confidential | M25/633 | GE | AP050 | 1 | 20 | 1500 |  |  |  | ASSUMED 14 CENTISTOKES | NIL | ASSUMED FLOODED | 3.5 BAR | AP5 EXTENDED BEARING PUMP D/C TO AP80M ON B/PLATE
FIRE | FOAM CONCENTRATE | Confidential | M25/634 | GE | HD080 | 1 | 0 |  |  |  |  | ASSUMED 14 CENTISTOKES | NIL | ASSUMED FLOODED |  | HD8 EXTENDED BEARING PUMP B/SHAFT
FIRE | FOAM CONCENTRATE | Confidential | M25/650 | GE | HD050 | 2 | 517 | 1600 | TOP DRIVE/ANTI CLOCKWISE OPTION C 15089 |  |  | 2 31 / 2 7 CST | NIL | ASSUMED FLOODED | 8 BAR | HD5 EB PUMP X 700P P/WHEEL - TRIPLE NOZZLE
FIRE | FOAM CONCENTRATE | Confidential | M25/657 | GE | AP130 | 2 | 900 | 1420 | TOP DRIVE / CLOCKWISE | 35°C | 1 16 | 16 2 CST | NIL | ASSUMED FLOODED | 142.9 M | AP13 EXTENDED BEARING PUMP B/SHAFT
FIRE | FOAM CONCENTRATE | Confidential | M25/670 | GE | AP115 | 1 | 500 | 1800 | TOP DRIVE / CLOCKWISE | 15 TO 20°C |  | 12 TO 14 CST | NIL | ASSUMED FLOODED | 20 BAR | AP11.5 RV EXT BRG PUMP
FIRE | 1% LOW FREEZE AFFF | Confidential | M25/676 | GE | AP050 | 2 | 21 | 1500 | TOP DRIVE / CLOCKWISE OPTION 'A' 29817 |  |  | ASSUMED 14 CST | NIL | FLOODED | 13 BAR | AP5N2 EXT BRG PUMP D/C 400P PELTON WHEEL
FIRE | FOAM CONCENTRATE | Confidential | M25/678 | GE | AP080 | 1 | 113.65 | 1450 | TOP DRIVE / CLOCKWISE |  |  | ASSUMED 14 CST | NIL | ASSUMED FLOODED | 12 BAR | AP8 RV EXT BRG PUMP B/SHAFT
FIRE | FOAM CONCENTRATE | Confidential | M25/679 | GE | AP090 | 1 | 189.42 | 1420 | TOP DRIVE / CLOCKWISE |  |  | ASSUMED 14 CST | NIL | ASSUMED FLOODED | 11 BAR | AP9 RV EXT BRG PUMP
FIRE | FOAM CONCENTRATE | Confidential | M25/717 | GE | AP090 | 2 | 190 | 1450 | TOP DRIVE / CLOCKWISE |  |  | ASSUMED 14 CST | NIL | ASSUMED FLOODED | 12 BAR . | AP9 RV EXT BRG PUMP
FIRE | FOAM CONCENTRATE | Confidential | M25/730 | GE | AP090 | 1 | 200 | 1200-1400 | TOP DRIVE / CLOCKWISE OPTION 'A' 29817 |  |  |  | NIL | ASSUMED FLOODED | 4 TO 5 BAR | AP9 EB PUMP X 700P P/WHEEL - SINGLE NOZZLE SINGLE BRG
FIRE | FOAM CONCENTRATE | Confidential | M25/749 | GE | HD070 | 3 | 1000 | 1475 | BOTTOM DRIVE / CLOCKWISE |  |  | ASSUMED NO LESS THAT 14 CST | NIL | ASSUMED FLOODED | 14 BAR MAX. | HD7 RV EXTENDED BEARING PUMP
FIRE | FOAM CONCENTRATE | Confidential | M25/750 | GE | HD050 | 2 | 500 | 1150 | TOP DRIVE / CLOCKWISE |  |  | ASSUMED 14 CENTISTOKES | NIL | ASSUMED FLOODED | 3.5 BAR (50 PSI) | HD5 RV EXT BRG PUMP
FIRE | FOAM CONCENTRATE AFFF 3% | Confidential | M25/752 | GE | AP050 | 2 | 27 | 1400 | TOP DRIVE / CLOCKWISE |  | 1 025 | 10 TO 27 CST AT 20°C | NIL | FLOODED | 5.5 BARG | AP5N2 EXT BRG PUMP X 400P PELTON WHEEL
FIRE | FOAM CONCENTRATE | Confidential | M25/759 | GE | AP070 | 1 | 86 | 1900 | BOT DRIVE / CLOCKWISE OPTION G 29817 |  |  | ASSUMED 14 CST | NIL | ASSUMED FLOODED | 11.3 BARG | AP7 EB PUMP X 700P P/WHEEL - SINGLE NOZZLE DOUBLE BRG
FIRE | FOAM CONCENTRATE - AFFF- AR | Confidential | M25/760 | GE | HD050 | 2 | 500 | 1473 | TOP DRIVE / CLOCKWISE | 20°C |  | 10 CST | NIL | ASSUMED FLOODED | 15 BARG | HD5 RV EXT BRG L/SEAL PUMP D/C TO 225SM ON B/PLATE
FIRE | FOAM CONCENTRATE | Confidential | M25/762 | OEM | AP120 | 1 | 800 | 1950 | BOT DRIVE / CW OPTION 3 DRG 24307 | AMBIENT |  | 10-15 CST | NIL | FLOODED | 18 BAR | AP12 RV PUMP (FAT SHAFT)
FIRE | FOAM CONCENTRATE - AFFF | Confidential | M25/766 | GE | AP050 | 1 | 10 | 1420 | TOP DRIVE / CLOCKWISE | 25°C | 1 16 | 24 CST | NIL | 0 1 BAR | 12 BARG | AP5 RV EXTENDED BEARING PUMP D/C TO 90S ON B/PLATE
FIRE | FOAM CONCENTRATE - AFFF | Confidential | M25/767 | GE | AP050 | 1 | 10 | 1750 | TOP DRIVE / CLOCKWISE | 25°C | 1 16 | 24 CST | NIL | 0 1 BAR | 12 BARG | AP5 RV EXTENDED BEARING PUMP D/C TO LC2A-NL30 ON B/PLATE
FIRE | FOAM CONCENTRATE | Confidential | M25/777 | GE | AP115 | 1 | 600 | 1950 | TOP DRIVE / ANTI CLOCKWISE |  |  | 12 TO 15 CST | NIL |  | 16 BAR | AP11.5 RV EXT BRG PUMP
FIRE | FOAM CONCENTRATE | Confidential | M25/783 | OEM | AP130 | 1 | 750 | 1750 | TOP DRIVE/ANTI CLOCK OPTION 1 DRG 24307 |  |  | 100 CST | NIL |  | 18 BAR . | AP13 RV EXT BRG PUMP
FIRE | FOAM CONCENTRATE (3%) | Confidential | M25/784 | GE | AP070 | 1 | 77.9 |  | TOP DRIVE / ANTI-CLOCK OPTION 'D' 29817 |  | 1 16 | 18 CENTIPOISE AT 20°C | NIL | ASSUMED FLOODED | 7 BARG | AP7 EB PUMP X 700P P/WHEEL - SINGLE NOZZLE SINGLE BRG
FIRE | FOAM CONCENTRATE | Confidential | M25/785 | GE | AP110 | 4 | 380 | 1500 | TOP DRIVE / CLOCKWISE |  |  | ASSUMED 14 CST | NIL | ASSUMED FLOODED | 5 BAR | AP11 EXTENDED BEARING PUMP
FIRE | FOAM CONCENTRATE | Confidential | M25/809 | GE | HD070 | 1 | 800 | 1600 | TOP DRIVE / ANTI-CLOCKWISE |  |  | ASSUMED 14 CST | NIL | ASSUMED FLOODED | 16 BAR | HD7 RV T2 EXTENDED BEARING PUMP B/SHAFT
FIRE | FOAM CONCENTRATE | Confidential | M25/814 | GE | AP080 | 1 | 95 | 1440 | TOP DRIVE / CLOCKWISE |  |  | ASSUMED NO LESS THAN 14 CST | NIL | ASSUMED FLOODED | 12.4 BAR | AP8 (2.250D) EXT BRG PUMP B/SHAFT
FIRE | FOAM CONCENTRATE | Confidential | M25/815 | GE | AP070 | 1 | 75 | 1800 | TOP DRIVE / CLOCKWISE OPTION A 29817 |  |  | ASSUMED 15 CST | NIL | FLOODED | 18 BAR G | AP7N2 RV EB PUMP X 700P P/WHEEL - SINGLE NOZZLE DOUBLE BRG
FIRE | FOAM CONCENTRATE | Confidential | M25/833 | OEM | AP115 | 2 | 430 | 1500 | BOT DRIVE/ANTI-CLOCK OPTION 4 DRG 24307 |  |  | 10 CST AT 5°C | NIL |  | 18 BAR | AP11.5 RV EXT BRG PUMP B/SHAFT
FIRE | FOAM CONCENTRATE AFFF | Confidential | M25/841 | GE | AP110 | 1 | 250 | 1175 | TOP DRIVE / CLOCKWISE OPTION 2 DRG 24307 |  |  | ASSUMED 14 CST | NIL | ASSUMED FLOODED | 12 BAR | AP11 EXTENDED BEARING PUMP B/SHAFT
FIRE | FOAM CONCENTRATE | Confidential | M25/843 | GE | HD040 | 2 | 40 | 1420 | TOP DRIVE/CLOCKWISE |  |  | LESS THAN 3 CENTIPOISE | NIL | ASSUMED FLOODED | 13.5 BAR | HD3 EXT BRG LIPSEAL PUMP X ROTEX X 132M MOTOR
FIRE | FOAM CONCENTRATE | Confidential | M25/845 | GE | HD040 | 2 | 60 | 1420 | TOP DRIVE/CLOCKWISE |  |  | LESS THAN 3 CENTIPOISE | NIL | ASSUMED FLOODED | 13.5 BAR | HD3 EXT BRG LIPSEAL PUMP X ROTEX X 160M MOTOR
FIRE | FOAM CONCENTRATE | Confidential | M25/858 | OEM | AP120 | 1 | 800 | 1950 | BOT DRIVE / CW OPTION 3 DRG 24307 | AMBIENT |  | 10-15 CST | NIL | FLOODED | 18 BAR | AP12 RV PUMP (FAT SHAFT)
FIRE | FOAM CONCENTRATE | Confidential | M25/859 | GE | AP115 | 1 | 433 | 1420 | TOP DRIVE / CLOCKWISE |  |  |  | NIL | ASSUMED FLOODED | 20 BAR (365 LPM) | AP11.5 RV EXT BRG PUMP
FIRE | FOAM CONCENTRATE (3%) | Confidential | M25/860 | GE | AP050 | 1 | 40.5 | 1600 | TOP DRIVE / CLOCKWISE OPTION 'A' 29817 |  | 1 16 | 15 5 CST AT 20°C | NIL | ASSUMED FLOODED | 7.3 BARG | AP5 EXT BRG PUMP X 400P PELTON WHEEL
FIRE | FOAM CONCENTRATE (3%) | Confidential | M25/861 | GE | AP070 | 1 | 106 | 1600 | TOP DRIVE / ANTI CLOCK OPTION 'D' 29817 |  | 1 16 | 15 5 CST AT 20°C | NIL | ASSUMED FLOODED | 6.1 BARG | AP7 EB PUMP X 700P P/WHEEL - SINGLE NOZZLE SINGLE BRG
FIRE | FOAM CONCENTRATE | Confidential | M25/866 | GE | HD050 | 1 | 606.13 | 1450 | TOP DRIVE / CLOCKWISE |  |  | ASSUMED NO LESS THAN 14 CST | NIL | ASSUMED FLOODED | 7 TO 10 BAR | HD5 RV EXT BRG PUMP B/SHAFT
FIRE | FOAM CONCENTRATE | Confidential | M25/868 | GE | AP130 | 1 | 700 |  | TOP DRIVE / ANTI CLOCKWISE | 35°C |  | ASSUMED 15 CST | NIL | ASSUMED FLOODED | 10 BARG | AP13 EXTENDED BEARING PUMP B/SHAFT
FIRE | FOAM CONCENTRATE | Confidential | M25/875 | GE | HD080 | 1 | 1320 | 1600 | TOP DRIVE / CLOCKWISE |  |  | ASSUMED 14 CST | NIL | ASSUMED FLOODED | 14 BAR G | HD8 RV EXT BRG PUMP BARESHAFT
FIRE | FOAM CONCENTRATE | Confidential | M25/893 | GE | HD050 | 3 | 540 | 1400 | TOP DRIVE / CLOCKWISE |  |  | ASSUMED 14 CST | NIL | ASSUMED FLOODED | 16 BAR | HD5 RV EXT BRG PUMP
FIRE | FOAM CONCENTRATE | Confidential | M25/906 | GE | HD050 | 1 | 500 | 1400 | TOP DRIVE / CLOCKWISE |  |  | ASSUMED 14 CST | NIL | ASSUMED FLOODED | UP TO 14 BAR | HD5 RV EXT BRG PUMP
FIRE | FOAM CONCENTRATE FP70 | Confidential | M25/922 | GE | HD080 | 1 | 1000 | 1150 | TOP DRIVE / CLOCKWISE | AMBIENT | 1 15 | 10 CST | NIL | LIFT 2-3M AND/OR FLOODED | 20 BAR MAX | HD8 RV EXT BRG PUMP
FIRE | FOAM CONCENTRATE | Confidential | M25/925 | GE | HD070 | 1 | 750 | 1200 | BOTTOM DRIVE / CLOCKWISE |  |  | ASSUMED 14 CST | NIL | ASSUMED FLOODED | 16 BAR | HD7 EXTENDED BEARING PUMP B/SHAFT
FIRE | FOAM CONCENTRATE | Confidential | M25/934 | GE | AP070 | 2 | 123 | 1750 | TOP DRIVE / CLOCKWISE OPTION 'A' 29817 |  | 1 02 | 14 CST ASSUMED | NIL | ASSUMED FLOODED | 12 BAR | AP7 RV EB PUMP X 700P P/WHEEL - SINGLE NOZZLE SINGLE BRG
FIRE | FOAM CONCENTRATE | Confidential | M25/956 | GE | AP110 | 1 | 400 | 1800 | BOT DRIVE/ CLOCKWISE OPTION 3 DRG 24307 |  |  |  | NIL |  | 20 BAR | AP11 RV EXT BRG PUMP
FIRE | FOAM CONCENTRATE | Confidential | M25/963 | GE | AP110 | 1 | 300 | 1420 | TOP DRIVE / CLOCKWISE |  |  | ASSUMED 14 CST | NIL | ASSUMED FLOODED | 16 BAR G | AP11 RV EXT BRG DOUBLE LIPSEAL PUMP B/SHAFT
FIRE | FOAM CONCENTRATE | Confidential | M25/975 | GE | AP040 | 1 | 21.6 | 1300 | TOP DRIVE/ CLOCKWISE OPTION 'C' 29817 |  |  | 12-15 CST | NIL | ASSUMED FLOODED | 9 BAR | AP4 EXT BRG PUMP D/C TO 400P PELTON WHEEL
FIRE | FOAM CONCENTRATE | Confidential | M25/980 | GE | HD080 | 1 | 1000 | 1175 | TOP DRIVE / ANTI-CLOCKWISE |  |  | ASSUMED 14 CST | NIL | ASSUMED FLOODED | 20 BAR | HD8 RV EXT BRG PUMP B/SHAFT
FIRE | FOAM CONCENTRATE - STHAMEX AFFF F-15 | Confidential | M25/991 | GE | HD050 | 2 | 528 | 1500 | TOP DRIVE / CLOCKWISE OPTION 2 24307 |  |  | 10 TO 30 CST | NIL | ASSUMED FLOODED | 14 BAR | HD5 RV EXT BRG PUMP
FIRE | FOAM CONCENTRATE | Confidential | M25/992 | GE | HD070 | 2 | 720 | 1200 | TOP DRIVE / CLOCKWISE OPTION 2 24307 |  |  | ASSUMED 14 CST | NIL | ASSUMED FLOODED | 16-18 BAR | HD7 RV EXTENDED BEARING PUMP
FIRE | AFFF - FOAM CONCENTRATE | Confidential | M25/996 | GE | HD040 | 1 | 567 | 1800 | TOP DRIVE / EITHER |  | 1 05 | ASSUMED 14 CST | NIL | ASSUMED FLOODED | 14 BAR | HD4 HIGH PRESSURE FOAM PUMP
FIRE | FOAM CONCENTRATE | Confidential | M26/004 | GE | HD050 | 1 | 500 | 1500 MAX | TOP DRIVE / CLOCKWISE | 35°C | 1 16 | 10 CPS | NIL | ASSUMED FLOODED | 16 BAR | HD5 RV EXT BRG PUMP
FIRE | FOAM - FINIFLAM 3/3 | Confidential | M26/029 | GE | HD050 | 1 | 720 | 1800 | TOP DRIVE / CLOCKWISE |  |  | THIXOTROPIC, ASSUME NOT TO SHEAR | NIL |  | 18 BAR . | HD5 RV EXT BRG PUMP WITH ANGULAR CONTACT BRG
FIRE | FOAM - THUNDERSTORM FC-601A | Confidential | M26/030 | GE | AP130 | 2 | 1200 | 1900 | TOP DRIVE / CLOCKWISE |  |  | 200 CST | NIL |  | 18 BAR . | AP13 RV EXT BRG PUMP WITH ANGULAR CONTACT BRG
FIRE | FOAM CONCENTRATE | Confidential | M26/034 | GE | AP110 | 1 | 350 | 1525 | TOP DRIVE / ANTI CLOCKWISE FIG 1 24307 |  |  | 12 CST APPROX | NIL | ASSUMED FLOODED | 14 BARG | AP11 EXTENDED BEARING PUMP B/SHAFT
FIRE | FOAM CONCENTRATE | Confidential | M26/035 | GE | AP110 | 1 | 350 | 1525 | TOP DRIVE / ANTI CLOCKWISE FIG 1 24307 |  |  | 12 CST APPROX | NIL | ASSUMED FLOODED | 14 BARG | AP11 EXTENDED BEARING PUMP B/SHAFT
FIRE | FOAM CONCENTRATE | Confidential | M26/036 | GE | AP110 | 1 | 350 | 1525 | TOP DRIVE / ANTI CLOCKWISE FIG 1 24307 |  |  | 12 CST APPROX | NIL | ASSUMED FLOODED | 14 BARG | AP11 EXTENDED BEARING PUMP B/SHAFT
FIRE | FOAM CONCENTRATE | Confidential | M26/037 | GE | AP110 | 1 | 350 | 1525 | TOP DRIVE / ANTI CLOCKWISE FIG 1 24307 |  |  | 12 CST APPROX | NIL | ASSUMED FLOODED | 14 BARG | AP11 EXTENDED BEARING PUMP B/SHAFT
FIRE | FOAM CONCENTRATE | Confidential | M26/038 | GE | AP110 | 1 | 350 | 1525 | TOP DRIVE / ANTI CLOCKWISE FIG 1 24307 |  |  | 12 CST APPROX | NIL | ASSUMED FLOODED | 14 BARG | AP11 EXTENDED BEARING PUMP B/SHAFT
FIRE | FOAM CONCENTRATE (FC603 EF ATC) | Confidential | M26/053 | GE | AP115 | 2 | 584 | 1900 | TOP DRIVE / CLOCKWISE | - |  | ASSUMED 14 CENTISTOKES | NIL | ASSUMED FLOODED | 15 BAR | AP11.5 RV EXT BRG T2 M/S PUMP B/SHAFT
FIRE | FOAM CONCENTRATE (FC603 EF ATC) | Confidential | M26/054 | GE | AP050 | 1 | 34 | 1420 | TOP DRIVE / CLOCKWISE |  |  | ASSUMED 14 CST | NIL | ASSUMED FLOODED | 5 BAR | AP5 RELIEF VALVE T2 M/SEAL EXT BRG PUMP D/C TO 80 ON B/PLATE
FIRE | FOAM CONCENTRATE | Confidential | M26/067 | GE | AP115 | 1 | 600 | 1950 | TOP DRIVE / ANTI CLOCKWISE |  |  | 12 TO 15 CST | NIL |  | 16 BAR | AP11.5 RV EXT BRG PUMP B/SHAFT
FIRE | FOAM - THUNDERSTORM FC-601A | Confidential | M26/081 | GE | AP130 | 2 | 1200 | 1900 | TOP DRIVE / CLOCKWISE |  |  | 200 CST | NIL |  | 18 BAR . | AP13 RV EXT BRG PUMP WITH ANGULAR CONTACT BRG
FIRE | AFFF - FOAM CONCENTRATE | Confidential | M26/100 | GE | AP070 | 5 | 100 | 1800 | TOP DRIVE / EITHER |  | 1 05 | ASSUMED 14 CST | NIL | ASSUMED FLOODED | 14 BAR | AP7 FLG MTD HIGH PRESSURE FOAM PUMP
FIRE | FOAM CONCENTRATE | Confidential | M26/103 | GE | AP080 | 1 | 147 | 1700 | TOP DRIVE / CW OPTION 'C' DRG 29817 |  | 1 024 | 1 8 TO 3 1 CST | NIL |  | 12 BAR | AP8 E/BRG BARESHAFT PUMP TO SUIT 700P P/WHEEL
FIRE | AFFF - FOAM CONCENTRATE | Confidential | M26/105 | GE | HD040 | 3 | 567 | 1800 | TOP DRIVE / EITHER |  | 1 05 | ASSUMED 14 CST | NIL | ASSUMED FLOODED | 14 BAR | HD4 HIGH PRESSURE FOAM PUMP B/SHAFT
FIRE | FOAM CONCENTRATE | Confidential | M26/117 | GE | HD050 | 2 | 720 | 1780 | TOP DRIVE /ANTI-CLOCKWISE OPTION 1 24307 |  |  | ASSUMED 14 CST | NIL | ASSUMED FLOODED | 14 BAR | HD5 RV EXT BRG LIPSEAL PUMP
FIRE | FP FOAM CONCENTRATE | Confidential | M26/118 | GE | AP080 | 1 | 123 | 1420 | TOP DRIVE / CLOCKWISE | 35°C |  | ASSUMED 14 CST | NIL | ASSUMED FLOODED | 13 BAR . | AP8 (2.250D) RV EXT BRG PUMP D/C TO 132S ON B/PLATE
FIRE | FOAM CONCENTRATE | Confidential | M26/124 | GE | HD050 | 1 | 454.6 | 1500 | TOP DRIVE / CLOCKWISE |  |  | ASSUMED 14 CST | NIL | ASSUMED FLOODED | 20 BAR | HD5 RV EXT BRG PUMP
FIRE | FOAM CONCENTRATE | Confidential | M26/127 | GE | AP115 | 1 | 600 | 1950 | TOP DRIVE / ANTI CLOCKWISE |  |  | 12 TO 15 CST | NIL |  | 16 BAR | AP11.5 RV EXT BRG PUMP B/SHAFT
FIRE | FOAM CONCENTRATE | Confidential | M26/132 | GE | HD050 | 5 | 450 | 1300 | TOP DRIVE / ANTI CLOCKWISE |  |  | ASSUMED 14 CST | NIL | ASSUMED FLOODED | 17 BAR | HD5 RV EXT BRG PUMP B/SHAFT
FIRE | FOAM CONCENTRATE | Confidential | M26/144 | GE | HD050 | 1 | 700 | 1750 | BOTTOM DRIVE/CLOCKWISE OPTION 3 24307 |  |  | ASSUMED 12-15 CST | NIL | ASSUMED FLOODED | 14 BAR | HD5 RV EXT BRG PUMP B/SHAFT
FIRE | FOAM CONCENTRATE | Confidential | M26/147 | GE | HD050 | 4 | 600 | 1600 | TOP DRIVE / CLOCKWISE |  |  | ASSUMED 14 CST | NIL | ASSUMED FLOODED | 16 BAR . | HD5 RV EXT BRG PUMP B/SHAFT
FIRE | FOAM CONCENTRATE | Confidential | M26/148 | GE | AP130 | 3 | 1150 | 500 TO 1800 | TOP DRIVE / CLOCKWISE |  |  | ASSUMED 14 CST | NIL | ASSUMED FLOODED | 16 BAR & 20 BAR . | AP13 RV EXT BRG PUMP B/SHAFT
FIRE | FOAM FOMTEC 1X3 | Confidential | M26/160 | GE | HD8X9 | 2 | 1600 | 1500 | TOP DRIVE / CLOCKWISE | MINUS 7 / 10 / 25°C | 1 03@ 20°C | 2000 MPAS (CST) THIXOTROPIC AT 20°C | NIL | ASSUMED FLOODED | 14.5 BARG | HD8X9 NRV MS PUMP D/C TO 280SM MOTOR ON B/PLATE
FIRE | FOAM THUNDERSTORM ATC | Confidential | M26/171 | GE | HD080 | 4 | 1320 | 1600 | TOP DRIVE / CLOCKWISE |  |  | ASSUMED 14 CST | NIL | ASSUMED FLOODED | 14 BAR G | HD8 RV EXT BRG PUMP BARESHAFT
FIRE | FOAM CONCENTRATE | Confidential | M26/198 | OEM | AP130 | 1 | 750 | 1750 | TOP DRIVE/ANTI CLOCK OPTION 1 DRG 24307 |  |  | 100 CST | NIL |  | 18 BAR . | AP13 RV EXT BRG PUMP B/SHAFT
FIRE | FOAM CONCENTRATE | Confidential | M26/199 | GE | HD040 | 2 | 60 | 1420 | TOP DRIVE/CLOCKWISE |  |  | LESS THAN 3 CENTIPOISE | NIL | ASSUMED FLOODED | 13.5 BAR | HD3 EXT BRG LIPSEAL PUMP B/SHAFT
FIRE | FOAM CONCENTRATE | Confidential | M26/208 | GE | AP130 | 3 | 520 | 1050 | TOP DRIVE / ANTI CLOCKWISE |  |  | ASSUMED 12-20 CST | NIL | FLOODED | 16 BARG | AP13 EXTENDED BEARING PUMP
FIRE | FOAM CONCENTRATE | Confidential | M26/209 | GE | HD040 | 1 | 600 | 100 TO 2000 | TOP DRIVE / CLOCKWISE |  |  | 1300 CST AT 20°C | NIL |  | 16 BAR . | HD4 RV EXT BRG LIPSEAL PUMP - LOW VISCOSITY
FIRE | FOAM CONCENTRATE | Confidential | M26/212 | GE | HD050 | 12 | 570 | 1450 | SEE BELOW |  |  | ASSUMED 14 CST | NIL | ASSUMED FLOODED | 14 BAR | HD5 RV EXT BRG PUMP B/SHAFT
FIRE | FOAM CONCENTRATE | Confidential | M26/213 | GE | HD050 | 10 | 570 | 1450 | TOP DRIVE / CLOCKWISE BUILD 2 DRG 24307 |  |  | ASSUMED 14 CST | NIL | ASSUMED FLOODED | 14 BAR | HD5 EXTENDED BEARING PUMP B/SHAFT
FIRE | FOAM CONCENTRATE | Confidential | M26/214 | GE | AP090 | 4 | 190 | 1450 | TOP DRIVE / ANTI CLOCKWISE |  |  | ASSUMED 14 CST | NIL | ASSUMED FLOODED | 12 BAR . | AP9 RV EXT BRG LIPSEAL PUMP B/SHAFT
FIRE | FOAM CONCENTRATE | Confidential | M26/215 | GE | AP090 | 4 | 190 | 1450 | TOP DRIVE / CLOCKWISE BUILD 2 DRG 24307 |  |  | ASSUMED 14 CST | NIL | ASSUMED FLOODED | 12 BAR . | AP9 EXT BRG LIPSEAL PUMP B/SHAFT
FIRE | FOAM CONCENTRATE | Confidential | M26/216 | GE | HD050 | 1 | 570 | 1450 | BOTTOM DRIVE / CLOCKWISE OPTION B 15089 |  |  | ASSUMED 14 CST | NIL | ASSUMED FLOODED | 14 BAR | HD5RV EXT BRG PUMP D/C TRIPLE NOZZLE 700P PELTON WHEEL
FIRE | FOAM CONCENTRATE | Confidential | M26/225 | GE | AP090 | 1 | 167 | 1420 | TOP DRIVE / CLOCKWISE | -15 TO +60°C |  | ASSUMED 14 CST | NIL | ASSUMED FLOODED | 10 BAR | AP9 EXT BRG LIPSEAL PUMP D/C TO 132M ON B/PLATE
FIRE | FOAM CONCENTRATE | Confidential | M26/231 | OEM | AP120 | 1 | 833 | 2000 | TOP DRIVE/CLOCKWISE OPTION 2 DRG 24307 | AMBIENT |  | 20 CST | NIL | FLOODED | 18 BAR . | AP12 RV PUMP (FAT SHAFT) B/SHAFT
FIRE | FOAM CONCENTRATE | Confidential | M26/233 | GE | HD050 | 2 | 600 | 1600 | TOP DRIVE / CLOCKWISE |  |  | ASSUMED 14 CST | NIL | ASSUMED FLOODED | 16 BAR . | HD5 RV EXT BRG PUMP B/SHAFT
FIRE | FOAM CONCENTRATE | Confidential | M26/280 | OEM | AP120 | 1 | 833 | 2000 | BOT DRIVE/ANTI-CLOCK OPTION 4 DRG 24307 | AMBIENT |  | 20 CST | NIL | FLOODED | 18 BAR . | AP12 RV PUMP (FAT SHAFT)
FIRE | AFFF - FOAM CONCENTRATE | Confidential | M26/294 | GE | AP110 | 3 | 250 | 1500 | TOP DRIVE / CLOCKWISE | 6°C MIN 57°C MAX | 1 07 | 9 3 TO 14 CST | NIL |  | 13 BAR | AP11 RV EXT BRG T109B M/SEAL PUMP
FIRE | FOAM CONCENTRATE | Confidential | M26/305 | GE | AP115 | 2 | 433 | 1420 | TOP DRIVE / ANTI-CLOCKWISE |  |  | ASSUMED 14 CST | NIL | ASSUMED FLOODED | 20 BAR (365 LPM) | AP11.5 RV EXT BRG PUMP B/SHAFT
FIRE | FOAM CONCENTRATE | Confidential | M26/333 | GE | AP120 | 1 | 460 | 1270 | TOP DRIVE / ANTI-CLOCKWISE |  |  | 5 TO 2000 CST | NIL |  | 18 BAR | AP12 EXTENDED BEARING PUMP B/SHAFT
FIRE | FOAM CONCENTRATE | Confidential | M26/340 | GE | AP080 | 1 | 200 | 2100 | BOT DRIVE / ANTI-CLOCK OPTION 'H' 29817 | 35°C |  | ASSUMED 14 CST | NIL | ASSUMED FLOODED | 12 BAR | AP8 RV E/BRG PUMP X 700P P/WHEEL - SINGLE NOZZLE SINGLE BRG
FIRE | FOAM CONCENTRATE | Confidential | M26/341 | GE | AP115 | 1 | 360 | 1450 | TOP DRIVE / CLOCKWISE OPTION J 32910 | MAX 45°C |  | ASSUMED 14 CST | NIL | ASSUMED FLOODED | 12 BAR | AP11.5 EB PUMP X 700P P/WHEEL - TWIN NOZZLE SINGLE BRG
FIRE | FOAM THUNDERSTORM ATC | Confidential | M26/347 | GE | HD080 | 4 | 1320 | 1600 | TOP DRIVE / CLOCKWISE OPTION 2 DRG 24307 |  |  | ASSUMED 14 CST | NIL | ASSUMED FLOODED | 14 BAR G | HD8 RV EXT BRG PUMP BARESHAFT
FIRE | FOAM CONCENTRATE | Confidential | M26/348 | GE | HD050 | 2 | 720 | 1780 | TOP DRIVE /ANTI-CLOCKWISE OPTION 1 24307 |  |  | ASSUMED 14 CST | NIL | ASSUMED FLOODED | 14 BAR | HD5 RV EXT BRG LIPSEAL PUMP
FIRE | FOAM CONCENTRATE | Confidential | M26/356 | GE | AP110 | 1 | 350 | 1420 | BOTTOM DRIVE / CLOCKWISE OPTION 3 24307 |  |  | ASSUMED 14 CST | NIL | ASSUMED FLOODED | 10 BAR | AP11 RV EXT BRG PUMP
FIRE | FOAM CONCENTRATE | Confidential | M26/367 | GE | AP120 | 1 | 460 | 1270 | TOP DRIVE / ANTI-CLOCKWISE |  |  | 5 TO 2000 CST | NIL |  | 18 BAR | AP12 EXTENDED BEARING PUMP B/SHAFT
FIRE | FOAM CONCENTRATE | Confidential | M26/401 | GE | AP130 | 1 | 700 | 1440 | TOP DRIVE / ANTI CLOCKWISE | 35°C |  | ASSUMED 15 CST | NIL | ASSUMED FLOODED | 10 BARG | AP13 EXTENDED BEARING PUMP B/SHAFT
FIRE | AFFF - FOAM CONCENTRATE | Confidential | M26/426 | GE | AP110 | 1 | 231.67 | 1250 | TOP DRIVE / CLOCKWISE |  |  |  | NIL |  | 16 BAR | AP11 RELIEF VALVE EXT BRG M/SEAL PUMP
FIRE | FOAM CONCENTRATE | Confidential | M26/431 | GE | HD050 | 2 | 492.48 | 1450 | TOP DRIVE / CLOCKWISE |  |  | ASSUMED 14 CST | NIL | ASSUMED FLOODED | 16 BAR | HD5 EXT BRG PUMP
FIRE | 3% AFFF FOAM | Confidential | M26/450 | GE | AP070 | 1 | 45 | 1000 | TOP DRIVE/CLOCKWISE OPTION 'A' DRG 29817 |  |  | ASSUMED 14 CST | NIL | ASSUMED FLOODED | 11 BAR | AP7 EB PUMP X 700P P/WHEEL - SINGLE NOZZLE DOUBLE BRG
FIRE | 3% AFFF FOAM | Confidential | M26/451 | GE | AP090 | 3 | 180 | 1450 | TOP DRIVE/CLOCKWISE OPTION 'A' DRG 29817 |  |  | ASSUMED 14 CST | NIL | ASSUMED FLOODED | 11 BAR | AP9 EB PUMP X 700P P/WHEEL - SINGLE NOZZLE DOUBLE BRG
FIRE | 3% AFFF FOAM | Confidential | M26/452 | GE | HD050 | 1 | 600 | 1550 | BOT DRIVE/ANTI-CLOCK OPTION 'A' 15089 |  |  | ASSUMED 14 CST | NIL | ASSUMED FLOODED | 14 BAR | HD5 EB PUMP X 700P P/WHEEL - TRIPLE NOZZLE
FIRE | FOAM CONCENTRATE | Confidential | M26/455 | GE | HD050 | 8 | 570 | 1450 | SEE BELOW |  |  | ASSUMED 14 CST | NIL | ASSUMED FLOODED | 14 BAR | HD5 RV EXT BRG PUMP B/SHAFT
FIRE | FOAM CONCENTRATE | Confidential | M26/456 | GE | HD050 | 6 | 570 | 1450 | TOP DRIVE / CLOCKWISE BUILD 2 DRG 24307 |  |  | ASSUMED 14 CST | NIL | ASSUMED FLOODED | 14 BAR | HD5 EXTENDED BEARING PUMP B/SHAFT
FIRE | STHAMEX AFFF 1% FOAM | Confidential | M26/466 | GE | AP090 | 1 | 190 | 1800 | BOT DRIVE / ANTI-CLOCK OPTION °F' 29817 |  |  | 10 CST AT 20°C 20 CST AT 0°C | NIL |  | 12 BAR | AP9 EB PUMP X 700P P/WHEEL - SINGLE NOZZLE DOUBLE BRG
FIRE | FOAM CONCENTRATE - AFFF AR | Confidential | M26/476 | GE | HD050 | 1 | 480 | 1450 | BOTTOM DRIVE / CLOCKWISE | 55°C |  | 2800 CST (ASSUMED THIXOTROPIC) | NIL | ASSUMED FLOODED | 16 BARG | HD5 EXT BRG PUMP B/SHAFT
FIRE | FOAM CONCENTRATE | Confidential | M26/479 | GE | AP115 | 1 | 600 | 2000 | TOP DRIVE/ANTI CLOCKWISE OPTION 1 24307 |  |  | 12 TO 15 CST | NIL |  | 18 BAR | AP11.5 RV EXT BRG PUMP B/SHAFT
FIRE | FOAM CONCENTRATE | Confidential | M26/513 | GE | AP090 | 1 | 189.42 | 1500 | TOP DRIVE / CLOCKWISE |  |  | ASSUMED 14 CST | NIL | ASSUMED FLOODED | 11 BAR | AP9 RV EXT BRG PUMP D/C TO LOMBARDINI LDW1003 ON B/PLATE
FIRE | FOAM CONCENTRATE | Confidential | M26/515 | GE | HD050 | 1 | 600 | 1600 | TOP DRIVE / CLOCKWISE |  |  | ASSUMED 14 CST | NIL | ASSUMED FLOODED | 16 BAR . | HD5 RV EXT BRG PUMP B/SHAFT
FIRE | FOAM CONCENTRATE | Confidential | M26/524 | OEM | AP120 | 2 | 800 | 1950 | BOT DRIVE / CLOCKWISE OPTION 3 DRG 24307 | AMBIENT |  | 10-15 CST | NIL | FLOODED | 18 BAR . | AP12 RV PUMP (FAT SHAFT)
FIRE | FOAM CONCENTRATE | Confidential | M26/525 | OEM | AP120 | 1 | 833 | 2000 | BOT DRIVE/ANTI-CLOCK OPTION 4 DRG 24307 | AMBIENT |  | 20 CST | NIL | FLOODED | 18 BAR . | AP12 RV PUMP (FAT SHAFT)
FIRE | FOAM CONCENTRATE | Confidential | M26/526 | OEM | AP120 | 4 | 800 | 1950 | BOT DRIVE / CLOCKWISE OPTION 3 DRG 24307 | AMBIENT |  | 10-15 CST | NIL | FLOODED | 18 BAR . | AP12 RV PUMP (FAT SHAFT)
FIRE | FOAM CONCENTRATE | Confidential | M26/527 | OEM | AP120 | 1 | 833 | 2000 | BOT DRIVE/ANTI-CLOCK OPTION 4 DRG 24307 | AMBIENT |  | 20 CST | NIL | FLOODED | 18 BAR . | AP12 RV PUMP (FAT SHAFT)
FIRE | FOAM CONCENTRATE | Confidential | M26/528 | GE | HD070 | 1 | 1370 | 1760 | TOP DRIVE / CLOCKWISE |  |  | ASSUMED 14 CST | NIL | ASSUMED FLOODED | 75 PSI | HD7 RV EXTENDED BEARING PUMP
FIRE | FOAM CONCENTRATE | Confidential | M26/542 | GE | HD040 | 1 | 440 | 1420 | TOP DRIVE / CLOCKWISE |  |  | ASSUMED NO LESS THAN 14 CST | NIL | ASSUMED FLOODED | 20 BAR | HD4 (3.500D) RV EXT BRG PUMP
FIRE | FOAM CONCENTRATE | Confidential | M26/565 | GE | HD050 | 1 | 600 | 1600 | TOP DRIVE / CLOCKWISE |  |  | ASSUMED 14 CST | NIL | ASSUMED FLOODED | 15 BAR | HD5 EXT BRG PUMP
FIRE | FOAM CONCENTRATE | Confidential | M26/572 | GE | HD080 | 2 | 4.55 | MINIMUM 1,000 | TOP DRIVE / CLOCKWISE | - |  | ASSUMED 14 CST | NIL | ASSUMED FLOODED | NOT STATED | HD8 EXTENDED BEARING PUMP 2XLS B/SHAFT
FIRE | FOAM CONCENTRATE | Confidential | M26/594 | GE | AP110 | 1 | 280 | 1420 | TOP DRIVE / CLOCKWISE |  |  | ASSUMED 14 CST | NIL | ASSUMED FLOODED | 16 BAR | AP11 RV EXT BRG PUMP B/SHAFT
FIRE | FOAM THUNDERSTORM ATC | Confidential | M26/605 | GE | HD080 | 4 | 1320 | 1600 | TOP DRIVE / CLOCKWISE OPTION 2 DRG 24307 |  |  | ASSUMED 14 CST | NIL | ASSUMED FLOODED | 14 BAR G | HD8 RV EXT BRG PUMP BARESHAFT
FIRE | FOAM CONCENTRATE | Confidential | M26/606 | GE | HD050 | 4 | 720 | 1780 | TOP DRIVE /ANTI-CLOCKWISE OPTION 1 24307 |  |  | ASSUMED 14 CST | NIL | ASSUMED FLOODED | 14 BAR | HD5 RV EXT BRG LIPSEAL PUMP
FIRE | FOAM CONCENTRATE | Confidential | M26/623 | GE | HD050 | 1 | 450 | 1300 | TOP DRIVE / ANTI CLOCKWISE |  |  | ASSUMED 14 CST | NIL | ASSUMED FLOODED | 17 BAR | HD5 RV EXT BRG PUMP B/SHAFT
FIRE | FOAM CONCENTRATE | Confidential | M26/624 | GE | HD040 | 2 | 600 | 100 TO 2000 | TOP DRIVE / CLOCKWISE |  |  | 1300 CST AT 20°C | NIL |  | 16 BAR . | HD4 RV EXT BRG LIPSEAL PUMP - LOW VISCOSITY
FIRE | FOAM CONCENTRATE - 3% AFFF | Confidential | M26/625 | GE | AP115 | 2 | 500 | 1779 | TOP DRIVE / ANTI CLOCKWISE |  |  | ASSUMED 14 CST | NIL | ASSUMED FLOODED | 11.5 BARG | AP11.5 RV EXT BRG T2 M/S PUMP X 180L MOTOR ON BEDPLATE
FIRE | FOAM CONCENTRATE - 3% AFFF | Confidential | M26/626 | GE | AP115 | 2 | 500 | 1779 | TOP DRIVE / ANTI CLOCKWISE |  |  | ASSUMED 14 CST | NIL | ASSUMED FLOODED | 11.5 BARG | AP11.5 RV EXT BRG T2 M/S PUMP X 180L MOTOR ON BEDPLATE
FIRE | FOAM CONCENTRATE 3% XL3 NATIONAL FOAM | Confidential | M26/630 | GE | HD050 | 2 | 682 | 1800 | TOP DRIVE / CLOCKWISE |  | 1 16 | 50 CST | NIL | ASSUMED FLOODED | 13.8 BAR | HD5 RV LIPSEAL EXT BRG PUMP D/C WEG 326T MOTOR
FIRE | FOAM - THUNDERSTORM FC-601A | Confidential | M26/647 | GE | AP130 | 1 | 1200 | 1900 | TOP DRIVE / CLOCKWISE |  |  | 200 CST | NIL |  | 18 BAR . | AP13 RV EXT BRG PUMP WITH ANGULAR CONTACT BRG
FIRE | FOAM CONCENTRATE | Confidential | M26/672 | GE | AP080 | 1 | 117 | 1420 | TOP DRIVE / CLOCKWISE |  |  | 14 CST | NIL | ASSUMED FLOODED | 12 BAR G | AP8 RV EXT BRG PUMP D/C AEF132MZ MTD ON BEDPLATE
FIRE | FOAM CONCENTRATE | Confidential | M26/678 | GE | AP090 | 2 | 265 | 1760 | TOP DRIVE / CLOCKWISE |  |  | ASSUMED 14 CST | NIL | ASSUMED FLOODED | 12 BAR | AP9 RV T2 EXT BRG PUMP D/C TO NEMA 256T ON B/PLATE
FIRE | FOAM CONCENTRATE | Confidential | M26/683 | GE | AP070 | 3 | 64 | 1500 | TOP DRIVE / CLOCKWISE |  |  | ASSUMED 14 CST | NIL |  | 3.5 BAR | AP7 RELIVE VALVE FLG MTD X GX160 HONDA ENGINE
FIRE | FOAM CONCENTRATE | Confidential | M26/684 | GE | AP110 | 2 | 300 | 1500 | TOP DRIVE / CLOCKWISE |  |  | ASSUMED 14 CST | NIL | ASSUMED FLOODED | 14 BAR | AP11 RV EXT BRG PUMP B/SHAFT
FIRE | FOAM CONCENTRATE | Confidential | M26/697 | GE | HD070 | 2 | 600 | 1100 | BOTTOM DRIVE / CLOCKWISE |  |  | ASSUMED 14 CST | NIL | ASSUMED FLOODED | 20.7 BAR | HD7 EXTENDED BEARING PUMP
FIRE | FOAM CONCENTRATE | Confidential | M26/698 | GE | HD070 | 2 | 622 | 1100 | BOTTOM DRIVE / CLOCKWISE |  |  | ASSUMED 14 CST | NIL | ASSUMED FLOODED | 17.2 BAR | HD7 EXTENDED BEARING PUMP
FIRE | FOAM CONCENTRATE | Confidential | M26/699 | GE | HD070 | 2 | 640 | 1100 | BOTTOM DRIVE / CLOCKWISE |  |  | ASSUMED 14 CST | NIL | ASSUMED FLOODED | 15.5 BAR | HD7 EXTENDED BEARING PUMP
FIRE | FOAM THUNDERSTORM ATC | Confidential | M26/700 | GE | HD080 | 5 | 1320 | 1600 | TOP DRIVE / CLOCKWISE OPTION 2 DRG 24307 |  |  | ASSUMED 14 CST | NIL | ASSUMED FLOODED | 14 BAR G | HD8 RV EXT BRG PUMP BARESHAFT
FIRE | FOAM CONCENTRATE | Confidential | M26/701 | GE | HD050 | 5 | 720 | 1780 | TOP DRIVE /ANTI-CLOCKWISE OPTION 1 24307 |  |  | ASSUMED 14 CST | NIL | ASSUMED FLOODED | 14 BAR | HD5 RV EXT BRG LIPSEAL PUMP
FIRE | FOAM CONCENTRATE | Confidential | M26/719 | GE | HD070 | 1 | 650 | 1000 | TOP DRIVE / CLOCKWISE | 23°C AMB |  | ASSUMED 14 CST | NIL | ASSUMED FLOODED | 11 BAR G | HD7 EXTENDED BEARING PUMP
FIRE | FOAM CONCENTRATE | Confidential | M26/724 | GE | AP070 | 1 | 100 | 2000 | TOP DRIVE /ANTI-CLOCKWISE OPTION B 29817 |  |  | ASSUMED 14 CST | NIL | ASSUMED FLOODED | 10.5 BARG | AP7 EB PUMP X 700P P/WHEEL - SINGLE NOZZLE DOUBLE BRG
FIRE | FOAM CONCENTRATE - AFFF | Confidential | M26/726 | GE | AP050 | 2 | 20 | 2500 | BOT DRIVE / ANTI CLOCK OPTION F 29817 |  |  | 40-60 CST | NIL | ASSUMED FLOODED | 12.5 BARG | AP5 EXT BRG PUMP X 400P PELTON WHEEL
FIRE | FOAM CONCENTRATE | Confidential | M26/770 | OEM | AP115 | 3 | 600 | 2000 | BOT DRIVE/CLOCKWISE OPTION 3 DRG 24307 |  |  |  | NIL |  | 18 BAR | AP11.5 RV EXT BRG PUMP
FIRE | FOAM CONCENTRATE | Confidential | M26/774 | GE | AP080 | 1 | 190 | 1750 | TOP DRIVE / CLOCKWISE | 20°C | 1 04 | 1350 CST | NIL | ASSUMED FLOODED | 11 BAR | AP8 RV T2 EXT BRG PUMP B/SHAFT
FIRE | ATC FOAM CONCENTRATE | Confidential | M26/775 | GE | AP070 | 1 | 110 | 1750 | TOP DRIVE / CLOCKWISE | 20°C | 1 04 | 1350 CST | NIL | ASSUMED FLOODED | 9.9 BAR (DIFF) | AP7 RV T2 EXT BRG PUMP B/SHAFT
FIRE | ATC FOAM CONCENTRATE | Confidential | M26/776 | GE | AP070 | 2 | 110 | 1750 | TOP DRIVE / CLOCKWISE | 20°C | 1 04 | 1350 CST | NIL | ASSUMED FLOODED | 9.9 BAR (DIFF) | AP7 RV T2 EXT BRG PUMP B/SHAFT
FIRE | FOAM CONCENTRATE | Confidential | M26/785 | GE | AP070 | 2 | 123 | 1750 | TOP DRIVE / CLOCKWISE OPTION 'A' 29817 |  | 1 02 | 14 CST ASSUMED | NIL | ASSUMED FLOODED | 12 BAR | AP7 RV EB PUMP X 700P P/WHEEL - SINGLE NOZZLE SINGLE BRG
FIRE | FOAM CONCENTRATE | Confidential | M26/787 | GE | HD070 | 2 | 0 |  | TOP DRIVE / CLOCKWISE |  |  | ASSUMED 14 CST | NIL | ASSUMED FLOODED |  | HD7 EXTENDED BEARING PUMP
FIRE | FOAM CONCENTRATE | Confidential | M26/801 | OEM | AP115 | 1 | 500 | 1850 | TOP DRIVE / ACW OPTION 1 DRG 24307 |  |  | 12 TO 15 CST | NIL |  | 20 BAR | AP11.5 RV EXTENDED BEARING PUMP
FIRE | FOAM CONCENTRATE | Confidential | M26/808 | GE | HD080 | 2 | 1150 | 1190 | TOP DRIVE / CLOCKWISE |  |  |  | NIL | LIFT 2-3M AND/OR FLOODED | 7 BAR | HD8 RV EXT BRG PUMP B/SHAFT
FIRE | FOAM CONCENTRATE | Confidential | M26/819 | GE | AP090 | 2 | 190 | 1450 | TOP DRIVE / CLOCKWISE BUILD 2 DRG 24307 |  |  | ASSUMED 14 CST | NIL | ASSUMED FLOODED | 12 BAR . | AP9 RV EXT BRG LIPSEAL PUMP
FIRE | FOAM CONCENTRATE | Confidential | M26/820 | GE | AP090 | 2 | 190 | 1450 | TOP DRIVE / CLOCKWISE BUILD 2 DRG 24307 |  |  | ASSUMED 14 CST | NIL | ASSUMED FLOODED | 12 BAR . | AP9 EXT BRG LIPSEAL PUMP
FIRE | FOAM CONCENTRATE | Confidential | M26/821 | GE | HD050 | 8 | 570 | 1450 | TOP DRIVE / CLOCKWISE BUILD 2 DRG 24307 |  |  | ASSUMED 14 CST | NIL | ASSUMED FLOODED | 14 BAR | HD5 EXTENDED BEARING PUMP
FIRE | FOAM CONCENTRATE | Confidential | M26/822 | GE | HD050 | 6 | 570 | 1450 | TOP DRIVE / CLOCKWISE BUILD 2 DRG 24307 |  |  | ASSUMED 14 CST | NIL | ASSUMED FLOODED | 14 BAR | HD5 RV EXT BRG PUMP
FIRE | FOAM CONCENTRATE | Confidential | M26/823 | GE | HD050 | 8 | 570 | 1450 | TOP DRIVE / CLOCKWISE BUILD 2 DRG 24307 |  |  | ASSUMED 14 CST | NIL | ASSUMED FLOODED | 14 BAR | HD5 EXTENDED BEARING PUMP
FIRE | FOAM CONCENTRATE | Confidential | M26/824 | GE | HD050 | 6 | 570 | 1450 | TOP DRIVE / CLOCKWISE BUILD 2 DRG 24307 |  |  | ASSUMED 14 CST | NIL | ASSUMED FLOODED | 14 BAR | HD5 RV EXT BRG PUMP
FIRE | FOAM CONCENTRATE | Confidential | M26/825 | GE | AP090 | 4 | 190 | 1450 | TOP DRIVE / CLOCKWISE BUILD 2 DRG 24307 |  |  | ASSUMED 14 CST | NIL | ASSUMED FLOODED | 12 BAR . | AP9 RV EXT BRG LIPSEAL PUMP
FIRE | FOAM CONCENTRATE | Confidential | M26/826 | GE | AP090 | 4 | 190 | 1450 | TOP DRIVE / CLOCKWISE BUILD 2 DRG 24307 |  |  | ASSUMED 14 CST | NIL | ASSUMED FLOODED | 12 BAR . | AP9 EXT BRG LIPSEAL PUMP
FIRE | FOAM CONCENTRATE | Confidential | M26/827 | GE | HD050 | 6 | 570 | 1450 | TOP DRIVE / CLOCKWISE BUILD 2 DRG 24307 |  |  | ASSUMED 14 CST | NIL | ASSUMED FLOODED | 14 BAR | HD5 RV EXT BRG PUMP
FIRE | AFFF - FOAM CONCENTRATE | Confidential | M26/832 | GE | AP050 | 1 | 25 | 1080 | TOP DRIVE / ANTI-CLOCKWISE |  | 1 07 | 29 CST AT 20°C | NIL | FLOODED | 5 TO 15 BAR 16 BAR MAX | AP5 EXTENDED BEARING PUMP B/SHAFT
FIRE | FOAM CONCENTRATE | Confidential | M26/848 | GE | AP115 | 2 | 500 | 1779 | TOP DRIVE / ANTI CLOCKWISE |  |  | TO BE ADVISED | NIL | ASSUMED FLOODED | 11.5 BARG | AP11.5 RV EXT BRG T2 M/S PUMP X 180L MOTOR ON BEDPLATE
FIRE | FOAM CONCENTRATE | Confidential | M26/849 | GE | AP115 | 2 | 500 | 1779 | TOP DRIVE / ANTI CLOCKWISE |  |  | TO BE ADVISED | NIL | ASSUMED FLOODED | 11.5 BARG | AP11.5 RV EXT BRG T2 M/S PUMP X 180L MOTOR ON BEDPLATE
FIRE | ATC FOAM CONCENTRATE | Confidential | M26/855 | GE | AP070 | 1 | 110 | 1750 | TOP DRIVE / CLOCKWISE | 20°C | 1 04 | 1350 CST | NIL | ASSUMED FLOODED | 9.9 BAR (DIFF) | AP7 RV T2 EXT BRG PUMP B/SHAFT
FIRE | AFFF - FOAM CONCENTRATE | Confidential | M26/858 | GE | AP110 | 7 | 322 | 1450 | TOP DRIVE / CLOCKWISE | 20 TO 30°C | 1 06 | 62 CST AT MINUS 10°C 20 CST AT 20°C | NIL | 1 4 BAR ABS | 16 BAR | AP11 RELIEF VALVE EXTENDED BEARING PUMP
FIRE | FOAM CONCENTRATE | Confidential | M26/863 | GE | AP100 | 2 | 0 |  | TOP DRIVE / CLOCKWISE |  |  | ASSUMED 14 CENTISTOKES | NIL | ASSUMED FLOODED |  | AP10 RV EXT BRG PUMP
FIRE | FOAM CONCENTRATE | Confidential | M26/884 | GE | AP130 | 2 | 1150 | 500 TO 1800 | TOP DRIVE / CLOCKWISE |  |  | ASSUMED 14 CST | NIL | ASSUMED FLOODED | 16 BAR & 20 BAR . | AP13 RV EXT BRG PUMP B/SHAFT
FIRE | FOAM CONCENTRATE | Confidential | M26/885 | GE | HD080 | 2 | 1200 | 600 - 1800 | TOP DRIVE / CLOCKWISE |  |  | ASSUMED 14 CST | NIL | ASSUMED FLOODED | 20 BAR 21 BAR MAX | HD8 RV EXT BRG PUMP
FIRE | FOAM CONCENTRATE | Confidential | M26/891 | GE | AP090 | 1 | 220 | 1500 | TOP DRIVE / CLOCKWISE |  |  | ASSUMED 14 CST | NIL | ASSUMED FLOODED | NOT SPECIFIED - ASSUMED 3.5 BAR | AP9 EXTENDED BEARING PUMP SKIRT MTD TO HONDA GX340
FIRE | FOAM CONCENTRATE | Confidential | M26/901 | GE | AP080 | 1 | 151.53 | 1575 | TOP DRIVE / ANTI CLOCK OPTION 'B' 29817 |  |  | ASSUMED 14 CST | NIL | ASSUMED FLOODED | 12 BAR | AP8 E/BRG PUMP X 700P P/WHEEL - SINGLE NOZZLE SINGLE BRG
FIRE | FOAM CONCENTRATE | Confidential | M26/904 | GE | AP090 | 1 | 230 | 1420 | TOP DRIVE / CLOCKWISE |  |  | ASSUMED 14 CST | NIL | FROM IBC | 15 METRES | AP9 RV EXT BRG PUMP X 100L MOTOR ON BEDPLATE
FIRE | FOAM CONCENTRATE | Confidential | M26/919 | GE | AP130 | 1 | 800 | 1850 MAX. | TOP DRIVE / CLOCKWISE |  |  | ASSUMED 14 CST | NIL | ASSUMED FLOODED | UP TO 16 BARS | AP13 EXTENDED BEARING PUMP
FIRE | FOAM CONCENTRATE | Confidential | M26/922 | OEM | AP115 | 2 | 600 | 2000 | BOT DRIVE/CLOCKWISE OPTION 3 DRG 24307 |  |  |  | NIL |  | 18 BAR | AP11.5 RV EXT BRG PUMP
FIRE | FOAM CONCENTRATE | Confidential | M26/926 | GE | AP090 | 1 | 190 | 1460 | TOP DRIVE / CLOCKWISE | 20°C | 1 04 | 1350 CST | NIL | ASSUMED FLOODED | 10 BAR | AP9 RV T2 EXT BRG PUMP
FIRE | FOAM CONCENTRATE AR-AFFF | Confidential | M26/938 | GE | AP080 | 1 | 123 | 1850 | BOT DRIVE / ANTI CLOCK 29817 OPTION °F' | 45°C |  | ASSUMED 14 CST | NIL | ASSUMED FLOODED | 9 BAR | AP8 E/BRG PUMP X 700P P/WHEEL - SINGLE NOZZLE SINGLE BRG
FIRE | FOAM CONCENTRATE - AR-AFFF | Confidential | M26/939 | GE | AP080 | 1 | 123 | 1420 | TOP DRIVE / CLOCKWISE OPTION 2 DRG 24307 | 45°C |  | ASSUMED 14 CST | NIL | ASSUMED FLOODED | 9 BAR | AP8 (2.250D) RV EXT BRG PUMP D/C TO 112M ON B/PLATE
FIRE | FOAM CONCENTRATE | Confidential | M26/955 | GE | HD040 | 3 | 500 | 1800 | TOP DRIVE / CLOCKWISE OPTION 2 DRG 24307 |  |  | ASSUMED 14 CST | NIL | ASSUMED FLOODED | ASSUMED 3.5 BAR (50 PSI) | HD3 RV EXT BRG PUMP
FIRE | FOAM CONCENTATE FP70 | Confidential | M26/957 | GE | AP100 | 1 | 233.33 | 1420 | TOP DRIVE / CLOCKWISE |  |  | ASSUMED 14 CST | NIL | ASSUMED FLOODED | 15 BARG | AP10 EXTENDED BEARING PUMP
FIRE | FOAM CONCENTRATE - AR-AFFF | Confidential | M26/972 | GE | AP080 | 1 | 123 | 1420 | TOP DRIVE / CLOCKWISE OPTION 2 DRG 24307 | 45°C |  | ASSUMED 14 CST | NIL | ASSUMED FLOODED | 13.5 BAR | AP8 (2.250D) RV EXT BRG PUMP D/C TO 132S ON B/PLATE
FIRE | FOAM CONCENTRATE | Confidential | M26/978 | GE | AP050 | 1 | 25 | 1080 | TOP DRIVE / ANTI-CLOCKWISE |  |  | 67 CST AT 8°C, 29 CST AT 20°C | NIL | FLOODED | 5-15 BAR (16 BAR MAX) | AP5 EXTENDED BEARING PUMP B/SHAFT
FIRE | FOAM CONCENTRATE | Confidential | M26/981 | GE | HD070 | 1 | 1070 | 1500 | TOP DRIVE / CLOCKWISE |  |  | ASSUMED 14 CST | NIL | ASSUMED FLOODED | 16 BAR | HD7 RV EXTENDED BEARING PUMP B/SHAFT
FIRE | FOAM CONCENTRATE | Confidential | M26/993 | GE | AP110 | 10 | 380 | 1500 | TOP DRIVE / CLOCKWISE |  |  | ASSUMED 14 CST | NIL | ASSUMED FLOODED | 5 BAR | AP11 EXTENDED BEARING PUMP B/SHAFT
FIRE | FOAM CONCENTRATE | Confidential | M26/994 | GE | AP090 | 2 | 234 | 1600 | TOP DRIVE / CLOCKWISE |  |  | 12 TO 15 CST | NIL |  | 9 BARG | AP9 EXT BRG PUMP B/SHAFT
FIRE | FOAM CONCENTRATE AFFF 3% | Confidential | M26/997 | GE | AP090 | 2 | 240 | 1769 | TOP DRIVE / CLOCKWISE |  |  | ASSUMED 14 CST | NIL | ASSUMED FLOODED | 13 BAR | AP9 RV T2 EXT BRG PUMP X 160M MOTOR ON B/PLATE
FIRE | FOAM CONCENTRATE | Confidential | M27/009 | GE | AP115 | 1 | 300 | 1250 | BOT DRIVE / CLOCKWISE OPTION 'L' 32910 |  |  | ASSUMED 14 CST | NIL | ASSUMED FLOODED | 12 BAR | AP11.5 EB PUMP X 700P P/WHEEL - TWIN NOZZLE SINGLE BRG
FIRE | FOAM CONCENTRATE | Confidential | M27/019 | GE | HD050 | 1 | 0 |  | TOP DRIVE / CLOCKWISE |  |  | ASSUMED 14 CST | NIL |  |  | HD5 RV EXT BRG PUMP + SPARES
FIRE | AFFF - FOAM CONCENTRATE | Confidential | M27/039 | GE | AP110 | 1 | 231.67 | 1250 | TOP DRIVE / CLOCKWISE |  |  |  | NIL |  | 16 BAR | AP11 RELIEF VALVE EXT BRG M/SEAL PUMP
FIRE | FOAM CONCENTRATE | Confidential | M27/057 | GE | AP070 | 1 | 120 | 1750 | TOP DRIVE / CLOCKWISE |  |  | ASSUMED 14 CST | NIL | ASSUMED FLOODED | 14 BAR | AP7 RV PG EXT BRG PUMP X 132S MOTOR X BEDPLATE
FIRE | AFFF - FOAM CONCENTRATE | Confidential | M27/062 | GE | AP110 | 1 | 250 | 1500 | TOP DRIVE / CLOCKWISE | 6 TO 57°C MAX |  | 10 TO 15 CPS | NIL |  | 13 BAR . | AP11 RV PG EXT BRG PUMP
FIRE | FOAM CONCENTRATE - 3% AFFF | Confidential | M27/065 | GE | HD050 | 2 | 710.31 | 1770 |  |  |  | ASSUMED 14 CENTISTOKES | NIL | FLOODED | 200 PSI (13.8 BAR) | #N/A
FIRE | FOAM CONCENTRATE | Confidential | M27/066 | GE | AP110 | 2 | 450 | 1950 | TOP DRIVE / ANTI CLOCKWISE |  |  | ASSUMED 14 CST | NIL | ASSUMED FLOODED | 20 BAR | AP11 RV PG EXT BRG PUMP
FIRE | FOAM CONCENTRATE | Confidential | M27/069 | GE | AP070 | 1 | 100 | 1600 | TOP DRIVE / CLOCKWISE |  |  | 3 CST | NIL |  | 12 BAR | AP7 RV PG EXT BRG PUMP
FIRE | FOAM CONCENTRATE | Confidential | M27/070 | GE | AP070 | 1 | 100 | 1440 |  | AMBIENT | 1 | ASSUMED 14 CST | NIL | FLOODED | 2 BAR G | AP7 LIPSEAL FLG MTD PUMP X 90L MOTOR
FIRE | FOAM CONCENTRATE | Confidential | M27/071 | GE | HD040 | 1 | 600 | 100 TO 2000 | TOP DRIVE / CLOCKWISE |  |  | 1300 CST AT 20°C | NIL |  | 16 BAR . | HD4 RV EXT BRG LIPSEAL PUMP - LOW VISCOSITY
FIRE | ATC FOAM CONCENTRATE | Confidential | M27/072 | GE | AP070 | 1 | 110 | 1750 | TOP DRIVE / CLOCKWISE | 20°C | 1 04 | 1350 CST | NIL | ASSUMED FLOODED | 9.9 BAR (DIFF) | AP7 RV T2 EXT BRG PUMP
FIRE | FOAM 3% AFFF | Confidential | M27/086 | GE | AP090 | 2 | 200 | 1420 | TOP DRIVE / CLOCKWISE |  |  | ASSUMED 14 CST | NIL | ASSUMED FLOODED | 10.9 BAR | AP9 RV EXT BRG PUMP D/C WEF132SM MOTOR ON B/PLATE
FIRE | FOAM CONCENTRATE | Confidential | M27/100 | GE | HD050 | 1 | 400 | 1230 | TOP DRIVE / CLOCKWISE |  |  | ASSUMED 14 CST | NIL | ASSUMED FLOODED | 14 BAR | HD5 PG EXT BRG PUMP
FIRE | FOAM CONCENTRATE - ANGUS FP70 PLUS | Confidential | M27/106 | GE | AP070 | 4 | 0 |  | TOP DRIVE / CLOCKWISE OPTION 'A' 29817 |  | 1 17 | 25 CST AT 20°C | NIL | ASSUMED FLOODED |  | AP7 EB PUMP X 700P P/WHEEL - SINGLE NOZZLE DOUBLE BRG
FIRE | FOAM CONCENTRATE - ANGUS FP70 PLUS | Confidential | M27/107 | GE | AP070 | 6 | 0 |  | TOP DRIVE / CLOCKWISE OPTION 'A' 29817 |  | 1 17 | 25 CST AT 20°C | NIL | ASSUMED FLOODED |  | AP7 EB PUMP X 700P P/WHEEL - SINGLE NOZZLE DOUBLE BRG
FIRE | FOAM CONCENTRATE - ANGUS FP70 PLUS | Confidential | M27/108 | GE | AP070 | 22 | 0 |  | TOP DRIVE / CLOCKWISE OPTION 'A' 29817 |  | 1 17 | 25 CST AT 20°C | NIL | ASSUMED FLOODED |  | AP7 EB PUMP X 700P P/WHEEL - SINGLE NOZZLE DOUBLE BRG
FIRE | FOAM CONCENTRATE - ANGUS FP70 PLUS | Confidential | M27/109 | GE | AP090 | 2 | 0 |  | TOP DRIVE / CLOCKWISE OPTION 'A' 29817 |  | 1 17 | 25 CST AT 20°C | NIL | ASSUMED FLOODED |  | AP9 EB PUMP X 700P P/WHEEL - SINGLE NOZZLE DOUBLE BRG
FIRE | FOAM CONCENTRATE - ANGUS FP70 PLUS | Confidential | M27/110 | GE | AP090 | 4 | 0 |  | TOP DRIVE / CLOCKWISE OPTION 'A' 29817 | 20°C | 1 17 | 25 CST AT 20°C | NIL | ASSUMED FLOODED |  | AP9 EB PUMP X 700P P/WHEEL - SINGLE NOZZLE DOUBLE BRG
FIRE | FOAM CONCENTRATE - ANGUS FP70 PLUS | Confidential | M27/111 | GE | AP090 | 16 | 0 |  | TOP DRIVE / CLOCKWISE OPTION 'A' 29817 |  | 1 17 | 25 CST 20°C | NIL | ASSUMED FLOODED |  | AP9 EB PUMP X 700P P/WHEEL - SINGLE NOZZLE DOUBLE BRG
FIRE | FOAM CONCENTRATE | Confidential | M27/115 | GE | AP115 | 1 | 600 | 1950 | TOP DRIVE / ANTI CLOCKWISE |  |  | 12 TO 15 CST | NIL |  | 16 BAR | AP11.5 PG EXT BRG PUMP
FIRE | FOAM 1% AFFF | Confidential | M27/119 | GE | AP080 | 2 | 98.38 | 1469 | TOP DRIVE / CLOCKWISE |  |  | ASSUMED 14 CST | NIL | ASSUMED FLOODED | 10 BAR G | AP8 T2 EXT BRG PUMP D/C TO ABB M3KP112MC4 ON B/PLATE
FIRE | FOAM 3% AR-AFFF | Confidential | M27/120 | GE | AP080 | 2 | 126.22 | 1470 | TOP DRIVE / CLOCKWISE |  |  | ASSUMED 14 CST | NIL | ASSUMED FLOODED | 10 BAR G | AP8 T2 EXT BRG PUMP D/C TO ABB M3KP132SMB4 ON B/PLATE
FIRE | FOAM CONCENTRATE | Confidential | M27/140 | GE | AP080 | 1 | 105 | 1450 | TOP DRIVE / CLOCKWISE |  |  | ASSUMED 14 CST | NIL | ASSUMED FLOODED | 16 BAR | AP8 RV T2 EXT BRG PUMP
FIRE | FOAM CONCENTRATE | Confidential | M27/155 | GE | AP050 | 1 | 25 | 1080 | TOP DRIVE / ANTI-CLOCKWISE | MINUS 15°C |  | 67 CST AT 8°C, 29 CST AT 20°C | NIL | FLOODED | 5-15 BAR (16.5 BAR MAX) | AP5 PG EXT BRG PUMP B/SHAFT
FIRE | FOAM CONCENTRATE | Confidential | M27/157 | GE | HD040 | 1 | 500 | 100 TO 2000 | TOP DRIVE / CLOCKWISE |  |  | 1300 CST AT 20°C | NIL |  | 16 BAR MAX | HD3 RV LIPSEAL EXT BRG PUMP - LOW VISCOSITY
FIRE | FOAM CONCENTRATE | Confidential | M27/162 | GE | HD050 | 2 | 580 | 1450 | TOP DRIVE / CLOCKWISE | - |  | ASSUMED 14 CST | NIL | ASSUMED FLOODED | 20 BAR | HD5 RV PG EXT BRG PUMP B/SHAFT
FIRE | FOAM AFFF 3% - MAKE & TYPE TO BE ADVISED | Confidential | M27/206 | GE | AP115 | 2 | 500 | 1779 | TOP DRIVE / ANTI CLOCKWISE |  |  | TO BE ADVISED | NIL | ASSUMED FLOODED | 11.5 BARG | AP11.5 RV EXT BRG T2 M/S PUMP X 180L MOTOR ON BEDPLATE
FIRE | FOAM CONCENTRATE | Confidential | M27/218 | GE | AP115 | 1 | 433 | 1420 | TOP DRIVE / CLOCKWISE |  |  |  | NIL | ASSUMED FLOODED | 20 BAR (365 LPM) | AP11.5 RV PG EXT BRG PUMP B/SHAFT
FIRE | FOAM CONCENTRATE | Confidential | M27/221 | GE | AP070 | 12 | 85 | 1500 | TOP DRIVE / CLOCKWISE |  |  | 11 CST AT 20°C | NIL | ASSUMED FLOODED | 12 BAR | AP7 EB PUMP X 700P P/WHEEL - SINGLE NOZZLE DOUBLE BRG
FIRE | FOAM CONCENTRATE | Confidential | M27/228 | GE | HD040 | 1 | 600 | 100 TO 2000 | TOP DRIVE / CLOCKWISE |  |  | 1300 CST AT 20°C | NIL |  | 16 BAR . | HD4 RV EXT BRG LIPSEAL PUMP - LOW VISCOSITY
FIRE | FOAM CONCENTRATE | Confidential | M27/269 | GE | AP070 | 1 | 75 | 1420 | TOP DRIVE / ANTI CLOCKWISE |  |  | ASSUMED 14 CST | NIL | ASSUMED FLOODED | 16 BARG | AP7 RV PG EXT BRG PUMP D/C TO 112M ON B/PLATE
FIRE | FOAM CONCENTRATE | Confidential | M27/272 | GE | AP130 | 2 | 1000 | 1650 | 1 - TD/CLOCKWISE. 1 - TD/ANTI CLOCKWISE | - |  | ASSUMED 14 CST | NIL | ASSUMED FLOODED | 18 BAR | AP13 RELIEF VALVE EXTENDED BEARING PUMP B/SHAFT
FIRE | FOAM CONCENTRATE | Confidential | M27/287 | GE | HD050 | 1 | 492.48 | 1450 | TOP DRIVE / CLOCKWISE |  |  | ASSUMED 14 CST | NIL | ASSUMED FLOODED | 16 BAR | HD5 PG EXT BRG PUMP
FIRE | FOAM CONCENTRATE | Confidential | M27/298 | GE | AP130 | 1 | 1150 | 500 TO 1800 | TOP DRIVE / CLOCKWISE |  |  | ASSUMED 14 CST | NIL | ASSUMED FLOODED | 16 BAR & 20 BAR . | AP13 RV EXT BRG PUMP B/SHAFT
FIRE | FOAM CONCENTRATE | Confidential | M27/307 | GE | AP090 | 1 | 214 | 1500 | TOP DRIVE / CLOCKWISE OPTION 'A' 29817 |  |  | ASSUMED 14 CST | NIL | ASSUMED FLOODED | 9 BARG | AP9 EB PUMP X 700P P/WHEEL - SINGLE NOZZLE SINGLE BRG
FIRE | ATC FOAM CONCENTRATE | Confidential | M27/326 | GE | AP070 | 1 | 110 | 1750 | TOP DRIVE / CLOCKWISE | 20°C | 1 04 | 1350 CST | NIL | ASSUMED FLOODED | 9.9 BAR (DIFF) | AP7 RV T2 EXT BRG PUMP B/SHAFT
FIRE | FOAM CONCENTRATE | Confidential | M27/330 | GE | HD050 | 1 | 500 | 1420 | TOP DRIVE / CLOCKWISE |  |  | ASSUMED 14 CST | NIL | ASSUMED FLOODED | 11.5 BAR | HD5 RV PG EXT BRG PUMP B/SHAFT
FIRE | FOAM CONCENTRATE | Confidential | M27/336 | OEM | AP120 | 1 | 800 | 1950 | BOT DRIVE / CW OPTION 3 DRG 24307 | AMBIENT |  | 10-15 CST | NIL | FLOODED | 18 BAR | AP12 RV PUMP (FAT SHAFT) B/SHAFT
FIRE | FOAM CONCENTRATE | Confidential | M27/338 | GE | AP115 | 2 | 500 | 1779 | TOP DRIVE / ANTI CLOCKWISE |  |  | TO BE ADVISED | NIL | ASSUMED FLOODED | 11.5 BARG | AP11.5 RV EXT BRG T2 M/S PUMP X 180L MOTOR ON BEDPLATE
FIRE | FOAM CONCENTRATE AFFF 3% | Confidential | M27/339 | GE | AP090 | 2 | 240 | 1769 | TOP DRIVE / CLOCKWISE |  |  | ASSUMED 14 CST | NIL | ASSUMED FLOODED | 13 BAR | AP9 RV T2 EXT BRG PUMP X 160M MOTOR ON B/PLATE
FIRE | FOAM CONCENTRATE | Confidential | M27/341 | GE | AP115 | 1 | 433 | 1420 | TOP DRIVE / CLOCKWISE |  |  |  | NIL | ASSUMED FLOODED | 20 BAR (365 LPM) | AP11.5 RV PG EXT BRG PUMP
FIRE | FOAM CONCENTRATE | Confidential | M27/342 | GE | AP115 | 8 | 433 | 1420 | TOP DRIVE / ANTI-CLOCKWISE |  |  | ASSUMED 14 CST | NIL | ASSUMED FLOODED | 20 BAR (365 LPM) | AP11.5 RV EXT BRG PUMP B/SHAFT
FIRE | FOAM CONCENTRATE | Confidential | M27/349 | GE | AP130 | 1 | 725 | 1200 |  |  |  | NOT LESS THAN 12 CST | NIL | FLOODED | 15 BAR G | AP13 PG EXT BRG OUTRIGGER BEARING PUMP B/SHAFT
FIRE | FOAM CONCENTRATE | Confidential | M27/350 | GE | AP115 | 1 | 600 | 2000 | TOP DRIVE/ANTI CLOCKWISE OPTION 1 24307 |  |  | 12 TO 15 CST | NIL |  | 18 BAR | AP11.5 RV EXT BRG PUMP B/SHAFT
FIRE | FP70 PLUS FOAM CONCENTRATE | Confidential | M27/364 | GE | AP090 | 2 | 240 | 1450 | TOP DRIVE / CLOCKWISE |  | 1 17 | 25 CST | NIL | FLOODED (NPSHA 5M) | 20 MLC . | AP9 RV PG EXT BRG PUMP D/C TO 112M ON B/PLATE
FIRE | FOAM CONCENTRATE | Confidential | M27/381 | GE | AP070 | 1 | 100 | 2000 | BOTTOM DRIVE/ACW OPTION F" DRG 29817" |  |  | ASSUMED 14 CST | NIL | ASSUMED FLOODED | 11 BARG MAX | AP7 EB PUMP X 700P P/WHEEL - SINGLE NOZZLE DOUBLE BRG
FIRE | FOAM CONCENTRATE - 1% AFFF | Confidential | M27/384 | GE | AP080 | 1 | 123 | 1420 | BOTTOM DRIVE/CLOCKWISE OPTION 'E' 29817 |  |  | 30 - 50 CENTISTOKES | NIL | ASSUMED FLOODED | 8.3 BAR G | AP8 RV E/BRG PUMP X 700P P/WHEEL - SINGLE NOZZLE SINGLE BRG
FIRE | FOAM CONCENTRATE - 1% AFFF | Confidential | M27/385 | GE | AP070 | 1 | 109 | 2069 | BOTTOM DRIVE/ACW OPTIONH" DRG 29817#" |  |  | 30 - 50 CENTISTOKES | NIL | ASSUMED FLOODED | 8.2 BAR G | AP7 RV EB PUMP X 700P P/WHEEL - SINGLE NOZZLE SINGLE BRG
FIRE | FOAM CONCENTRATE | Confidential | M27/411 | GE | AP070 | 2 | 60 | 1440 | TOP DRIVE / CLOCKWISE |  |  | ASSUMED 14 CENTISTOKES | NIL | ASSUMED FLOODED | 15 BAR | AP7 PG EXT BRG PUMP B/SHAFT
FIRE | ATC FOAM CONCENTRATE | Confidential | M27/415 | GE | AP070 | 1 | 110 | 1750 | TOP DRIVE / CLOCKWISE | 20°C | 1 04 | 1350 CST | NIL | ASSUMED FLOODED | 9.9 BAR (DIFF) | AP7 RV T2 EXT BRG PUMP B/SHAFT
FIRE | ATC FOAM CONCENTRATE | Confidential | M27/416 | GE | AP070 | 1 | 110 | 1750 | TOP DRIVE / CLOCKWISE | 20°C | 1 04 | 1350 CST | NIL | ASSUMED FLOODED | 9.9 BAR (DIFF) | AP7 RV T2 EXT BRG PUMP B/SHAFT
FIRE | ALCO SEAL 3-6/FP70 FOAM CONCENTRATE | Confidential | M27/419 | GE | HD070 | 2 | 1000 | 1800 | BOTTOM DRIVE / CLOCKWISE | 15 TO 35°C | 1 09-1 17 | THIXOTROPIC SO ASSUMED SHEARS TO 14 CST | NIL | 60 KPA | 1600 KPA (16 BAR) | HD7 RV EXTENDED BEARING PUMP D/C TO DEUTZ D914L05 ON B/PLATE
FIRE | FOAM CONCENTRATE | Confidential | M27/423 | GE | AP110 | 1 | 324 | 1500 | TOP DRIVE / CLOCKWISE |  |  | ASSUMED 14 CST | NIL | ASSUMED FLOODED | 13 BAR G | AP11 PG EXT BRG PUMP B/SHAFT
FIRE | ATC FOAM CONCENTRATE | Confidential | M27/427 | GE | AP070 | 1 | 110 | 1750 | TOP DRIVE / CLOCKWISE | 20°C | 1 04 | 1350 CST | NIL | ASSUMED FLOODED | 9.9 BAR (DIFF) | AP7 T2 EXT BRG PUMP B/SHAFT
FIRE | ATC FOAM CONCENTRATE | Confidential | M27/428 | GE | AP070 | 1 | 110 | 1750 | TOP DRIVE / CLOCKWISE | 20°C | 1 04 | 1350 CST | NIL | ASSUMED FLOODED | 9.9 BAR (DIFF) | AP7 T2 EXT BRG PUMP B/SHAFT
FIRE | FOAM 3% | Confidential | M27/436 | GE | AP070 | 1 | 100 | 1800 | BOT DRIVE/CLOCKWISE OPTION 'E' DRG 29817 |  |  | ASSUMED 14 CST | NIL | ASSUMED FLOODED | 7 BARG | AP7 EB PUMP X 700P P/WHEEL - SINGLE NOZZLE DOUBLE BRG
FIRE | FOAM 3% | Confidential | M27/450 | GE | AP070 | 1 | 100 | 2000 | BOT DRIVE/CLOCKWISE OPTION 'G' DRG 29817 |  |  | ASSUMED 14 CST | NIL | ASSUMED FLOODED | 9.5 BARG | AP7 EB PUMP X 700P P/WHEEL - SINGLE NOZZLE DOUBLE BRG
FIRE | FOAM CONCENTRATE | Confidential | M27/454 | GE | AP070 | 2 | 75.77 | 1760 | TOP DRIVE / CLOCKWISE |  |  | NOT LESS THAN 6 CST | NIL | ASSUMED FLOODED | 130 PSIG | AP7 PG EXT BRG PUMP D/C TO 132S ON B/PLATE
FIRE | FOAM CONCENTRATE | Confidential | M27/458 | GE | AP090 | 2 | 189.42 | 1500 | TOP DRIVE / CLOCKWISE |  |  | ASSUMED 14 CST | NIL | ASSUMED FLOODED | 200 PSI (14 BAR) | AP9 RV PG EXT BRG PUM B/SHAFT
FIRE | FOAM CONCENTRATE | Confidential | M27/463 | GE | AP050 | 1 | 25 | 1420 | TOP DRIVE / ANTI-CLOCKWISE |  |  | ASSUMED 14 CST | NIL | ASSUMED FLOODED | 2 BARG . | AP5 RV PG EXT BRG PUMP D/C TO 80 MOTOR ON B/PLT
FIRE | FOAM CONCENTRATE | Confidential | M27/464 | GE | AP080 | 1 | 120 | 1420 |  |  |  | 30 CST | NIL | ASSUMED FLOODED | 10.6 BAR | AP8 RV PG EXT BRG PUMP D/C TO 132S ON B/PLT
FIRE | FOAM CONCENTRATE | Confidential | M27/466 | GE | AP070 | 1 | 90 | 1450 | TOP DRIVE / CLOCKWISE |  |  | 10-20 CENTISTOKES | NIL | ASSUMED FLOODED | 10 BAR | AP7 2XLIPSEAL EXT BRG PUMP
FIRE | FOAM CONCENTRATE | Confidential | M27/476 | GE | AP070 | 1 | 50 | 1420 | TOP DRIVE / ANTI-CLOCKWISE |  |  | ASSUMED 14 CST | NIL | ASSUMED FLOODED | 12 BAR | AP7 RV PG EXT BRG PUMP X 100L MOTOR ON BEDPLATE
FIRE | FOAM CONCENTRATE - 3% AFFF | Confidential | M27/486 | GE | AP080 | 2 | 167 | 1750 | TOP DRIVE / CLOCKWISE |  |  | 20 CST | NIL | ASSUMED FLOODED | 12 BARG | AP8 (2.250D) EXT BRG PUMP D/C TO 132SM ON B/PLATE
FIRE | FOAM CONCENTRATE | Confidential | M27/487 | GE | AP130 | 1 | 1083 | 1750 | TOP DRIVE/ANTI CLOCK OPTION 1 DRG 24307 |  |  | 100 CST | NIL |  | 18 BAR RELIEF VALVE SET | AP13 RV EXT BRG PUMP
FIRE | FOAM CONCENTRATE | Confidential | M27/493 | GE | AP090 | 1 | 120 | 1500 | TOP DRIVE / ANTI-CLOCK OPTION 'B' 29817 |  |  |  | NIL |  | 13 BAR | AP9 EB PUMP X 700P P/WHEEL - SINGLE NOZZLE DOUBLE BRG
FIRE | FOAM MIX | Confidential | M27/496 | GE | AP130 | 1 | 1000 | 1600 | TOP DRIVE / CLOCKWISE | 20°C AMB |  | 13 TO 15 CST | NIL | ASSUMED FLOODED | 12 BAR | AP13 RV LIPSEAL EXT BRG PUMP
FIRE | FOAM CONCENTRATE | Confidential | M27/499 | GE | AP090 | 1 | 167 | 1100 | TOP DRIVE/ANTI CLOCK OPTION 'B' 29817 |  |  |  | NIL | ASSUMED FLOODED | 11.5 BAR | AP9 EB PUMP X 700P P/WHEEL - SINGLE NOZZLE DOUBLE BRG
FIRE | FOAM CONCENTRATE | Confidential | M27/500 | GE | AP070 | 1 | 75 | 2000 | TOP DRIVE/ANTI CLOCK OPTION 'B' 29817 |  |  |  | NIL | ASSUMED FLOODED | 7 BAR | AP7 EB PUMP X 700P P/WHEEL - SINGLE NOZZLE DOUBLE BRG
FIRE | FOAM CONCENTRATE | Confidential | M27/530 | GE | HD050 | 2 | 350 | 1150 | TOP DRIVE / CLOCKWISE |  |  | 50 CST AT 20°C | NIL | ASSUMED FLOODED | 14 BAR | HD5 RV PG EXT BRG PUMP X 200L MOTOR ON BEDPLATE
FIRE | FOAM CONCENTRATE | Confidential | M27/531 | GE | AP070 | 1 | 82 | 1150 | TOP DRIVE / CLOCKWISE |  |  | 50 CST AT 20°C | NIL | ASSUMED FLOODED | 1 BAR | AP7 RV PG EXT BRG PUMP X 112M MOTOR ON BEDPLATE
FIRE | FOAM CONCENTRATE | Confidential | M27/538 | GE | AP130 | 1 | 700 | 1420 | BOTTOM DRIVE / ANTI CLOCKWISE | 20 TO 33°C AMBIENT |  | ASSUMED 14 CST | NIL | ASSUMED FLOODED | 14 BAR | AP13 LIPSEAL EXT BRG PUMP
FIRE | FOAM CONCENTRATE | Confidential | M27/542 | GE | AP100 | 2 | 250 | 1450 | 1 - TD/CLOCKWISE 1 - TD/ ANTI CLOCKWISE |  |  | ASSUMED 14 CST | NIL | ASSUMED FLOODED | 16 BAR . | AP10 PG RV EXT BRG PUMP X 160M MOTOR ON BEDPALTE
FIRE | FOAM CONCENTRATE | Confidential | M27/548 | GE | AP090 | 1 | 270 | 2500 | TOP DRIVE/ANTI CLOCK OPTION 'B' 29817 |  |  |  | NIL | ASSUMED FLOODED | 12 BAR | AP9 EB PUMP X 700P P/WHEEL - SINGLE NOZZLE DOUBLE BRG
FIRE | FOAM LIQUID | Confidential | M27/566 | GE | AP115 | 1 | 0 | 1000 - 1100 | TOP DRIVE / ANTI CLOCKWISE | AMBIENT | 1 | 13 TO 14 CST | NIL | FLOODED | 250 PSIG | AP11.5 FLG MTD EXT BRG BARESHAFT
FIRE | FOAM CONCENTRATE | Confidential | M27/581 | GE | AP115 | 2 | 500 | 1779 | TOP DRIVE / ANTI CLOCKWISE |  |  | TO BE ADVISED | NIL | ASSUMED FLOODED | 11.5 BARG | AP11.5 RV EXT BRG T2 M/S PUMP X 180L MOTOR ON BEDPLATE
FIRE | FOAM CONCENTRATE AFFF 3% | Confidential | M27/582 | GE | AP090 | 2 | 240 | 1769 | TOP DRIVE / CLOCKWISE |  |  | ASSUMED 14 CST | NIL | ASSUMED FLOODED | 13 BAR | AP9 RV T2 EXT BRG PUMP X 160M MOTOR ON B/PLATE
FIRE | FOAM CONCENTRATE | Confidential | M27/583 | GE | AP115 | 2 | 500 | 1779 | TOP DRIVE / ANTI CLOCKWISE |  |  | TO BE ADVISED | NIL | ASSUMED FLOODED | 11.5 BARG | AP11.5 RV EXT BRG T2 M/S PUMP X 180L MOTOR ON BEDPLATE
FIRE | FOAM CONCENTRATE AFFF 3% | Confidential | M27/584 | GE | AP090 | 2 | 240 | 1769 | TOP DRIVE / CLOCKWISE |  |  | ASSUMED 14 CST | NIL | ASSUMED FLOODED | 13 BAR | AP9 RV T2 EXT BRG PUMP X 160M MOTOR ON B/PLATE
FIRE | 3% AFFF FOAM | Confidential | M27/595 | GE | HD070 | 2 | 1000 | 1420 | TOP DRIVE / CLOCKWISE |  |  | LESS 10 CST AT 20°C | NIL | ASSUMED FLOODED | 12 BARG | HD7 RV EXTENDED BEARING PUMP D/C TO ABB 225SM ON B/PLATE
FIRE | THIXOTROPIC FOAM | Confidential | M27/602 | GE | AP070 | 1 | 90 | 1420 | TOP DRIVE / CLOCKWISE |  |  |  | NIL |  | 3.5 BAR | AP7 PG EXT BRG PUMP D/C TO 100L ON B/PLATE
FIRE | FOAM CONCENTRATE | Confidential | M27/616 | GE | AP115 | 1 | 600 | 1950 | TOP DRIVE / ANTI CLOCKWISE |  |  | 12 TO 15 CST | NIL |  | 16 BAR | AP11.5 PG EXT BRG PUMP B/SHAFT
FIRE | FOAM CONCENTRATE | Confidential | M27/628 | GE | AP115 | 2 | 450 | 1700 | TOP DRIVE / ANTI CLOCKWISE |  |  | ASSUMED 14 CST | NIL | ASSUMED FLOODED | 16 BAR | AP11.5 RV PG EXT BRG PUMP B/SHAFT
FIRE | FOAM CONCENTRATE | Confidential | M27/631 | GE | AP130 | 1 | 1083 | 1750 | TOP DRIVE/ANTI CLOCK OPTION 1 DRG 24307 |  |  | 100 CST | NIL |  | 18 BAR RELIEF VALVE SET | AP13 RV EXT BRG PUMP
FIRE | THIXOTROPIC FOAM | Confidential | M27/640 | GE | AP050 | 1 | 42 | 1760 | TOP DRIVE / ANTI CLOCKWISE |  |  | THIXOTROPIC-APPROX 10-12 CST THRO'PUMP | NIL |  | 9 BAR | AP5 RV PG EXT BRG PUMP B/SH\FT
FIRE | FOAM CONCENTRATE - AFFF | Confidential | M27/675 | GE | AP090 | 1 | 246.24 | 1700 | TOP DRIVE / CLOCKWISE OPTION 'J' 32910 | - |  | 10 TO 20 CST | NIL | ASSUMED FLOODED | 11.7 BAR | AP9 EB PUMP X 700P P/WHEEL - DOUBLE NOZZLE SINGLE BRG
FIRE | FOAM CONCENTRATE - 3% AFFF | Confidential | M27/680 | GE | AP090 | 2 | 190 | 1420 | TOP DRIVE / CLOCKWISE |  |  | ASSUMED 10 CST | NIL | ASSUMED FLOODED | 13.5 BAR | AP9 RV PG EXT BRG PUMP X ROTEX X 160M MOTOR ON BEDPLATE
FIRE | FOAM CONCENTRATE | Confidential | M27/705 | GE | AP130 | 1 | 1150 | 500 TO 1800 | TOP DRIVE / CLOCKWISE |  |  | ASSUMED 14 CST | NIL | ASSUMED FLOODED | 16 BAR & 20 BAR . | AP13 RV EXT BRG PUMP
FIRE | FOAM CONCENTRATE | Confidential | M27/706 | GE | HD050 | 2 | 600 | 1600 | TOP DRIVE / CLOCKWISE |  |  | ASSUMED 14 CST | NIL | ASSUMED FLOODED | 16 BAR . | HD5 RV EXT BRG PUMP B/SHAFT
FIRE | FOAM CONCENTRATE | Confidential | M27/715 | GE | AP070 | 1 | 70 | 1235 | TOP DRIVE/ANTI CLOCK OPTION 'B' 29817 |  |  |  | NIL | ASSUMED FLOODED | 9 BAR | AP7 EB PUMP X 700P P/WHEEL - SINGLE NOZZLE DOUBLE BRG
FIRE | FOAM - COMPOUND FP70 | Confidential | M27/717 | GE | AP080 | 1 | 170 | 1760 | TOP DRIVE / ANTI CLOCKWISE |  |  |  | NIL |  | 12.5 BAR G | AP8 RV PG EXT BRG PUMP
FIRE | FOAM CONCENTRATE - AFFF | Confidential | M27/718 | GE | AP100 | 2 | 240 | 1460 | TOP DRIVE / CLOCKWISE | -5 TO +55°C |  | 10 CST | NIL | ASSUMED FLOODED | 18 BARG | AP10 RV LS EXT BRG PUMP B/SHAFT
FIRE | NON THIXOTROPIC FOAM AFFF | Confidential | M27/731 | GE | AP120 | 1 | 633.33 | 1750 | TOP DRIVE / ANTI-CLOCKWISE | AMBIENT |  | 14 1 CST (13 M PAS ON DATA SHEET) | NIL | 1 BAR A | 16.8 BAR G | AP12 T2 EXT BRG PUMP B/SHAFT
FIRE | FOAM CONCENTRATE | Confidential | M27/735 | GE | AP110 | 1 | 280 | 1440 | TOP DRIVE / ANTI CLOCKWISE |  |  | ASSUMED 12-14 CST | NIL |  | 16 BAR | AP11 RV PG EXT BRG PUMP B/SHAFT
FIRE | FOAM CONCENTRATE | Confidential | M27/736 | GE | AP070 | 1 | 90 | 1587 | TOP DRIVE/ANTI CLOCK OPTION 'B' 29817 |  |  |  | NIL | ASSUMED FLOODED | 12BAR | AP7 EB PUMP X 700P P/WHEEL - SINGLE NOZZLE DOUBLE BRG
FIRE | FOAM CONCENTRATE | Confidential | M27/744 | GE | AP115 | 2 | 433 | 1420 | TOP DRIVE / CLOCKWISE |  |  |  | NIL | ASSUMED FLOODED | 20 BAR (365 LPM) | AP11.5 RV PG EXT BRG PUMP
FIRE | FOAM CONCENTRATE | Confidential | M27/795 | GE | AP090 | 1 | 300 | 2500 | TOP DRIVE / CLOCKWISE OPTION J DRG 32910 | AMBIENT | 1 | ASSUMED 14 CST | NIL | ASSUMED FLOODED | 13.8 BARG | AP9 EB PUMP X 700P P/WHEEL - TWIN NOZZLE SINGLE BRG
FIRE | FOAM CONCENTRATE | Confidential | M27/796 | GE | AP110 | 1 | 300 | 1420 | TOP DRIVE / CLOCKWISE |  |  | ASSUMED 14 CST | NIL | ASSUMED FLOODED | 13.8 BARG | AP11 RV PG EXT BRG PUMP D/C TO WEG 160L ON B/PLATE
FIRE | FOAM CONCENTRATE | Confidential | M27/797 | GE | HD050 | 2 | 492 | 1420 | TOP DRIVE / CLOCKWISE |  |  | ASSUMED 14 CST | NIL | ASSUMED FLOODED | 13.8 BARG | HD5 RV PG EXT BRG PUMP D/C TO WEG 180L ON B/PLATE
FIRE | FOAM CONCENTRATE | Confidential | M27/798 | GE | HD070 | 2 | 617.33 | 1420 | TOP DRIVE / CLOCKWISE |  |  | ASSUMED 14 CST | NIL | ASSUMED FLOODED | 13.8 BARG | HD7 RV EXTENDED BEARING PUMP D/C TO WEG 225SM ON B/PLATE
FIRE | FOAM CONCENTRATE | Confidential | M27/802 | GE | AP120 | 1 | 510 | 1350 / 1500 | TOP DRIVE/ACW |  |  | ASSUMED 14 CST | NIL | 1 5M LIFT | 16 BAR | AP12 PG EXT BRG PUMP B/SHAFT
FIRE | FOAM CONCENTRATE 3% (XL-3 NATIONAL FOAM) | Confidential | M27/818 | GE | HD050 | 2 | 700.84 | 1750 | PUMP 'A' CLOCKWISE. PUMP 'B' ANTI CLOCK |  |  | ASSUMED 14 CST | NIL | ASSUMED FLOODED | 13.8 BARG RV SET BETWEEN 110% & 120% | HD5 RV PG EXT BRG PUMP D/C TO NEMA 324T ON B/PLATE
FIRE | FOAM CONCENTRATE | Confidential | M27/850 | GE | HD050 | 1 | 500 | 1500 MAX | TOP DRIVE / CLOCKWISE | 35°C | 1 16 | 10 CPS | NIL | ASSUMED FLOODED | 16 BAR | HD5 RV PG EXT BRG PUMP
FIRE | FOAM CONCENTRATE 3% (XL-3 NATIONAL FOAM) | Confidential | M27/862 | GE | AP070 | 1 | 121.23 | 1750 | TOP DRIVE / CLOCKWISE |  |  | ASSUMED 14 CST | NIL | ASSUMED FLOODED | 20 FEET RV SET BETWEEN 110% & 120% | AP7 RV PG EXT BRG PUMP D/C TO WEG NEMA 184T MOTOR ON B/PLATE
FIRE | FOAM CONCENTRATE | Confidential | M27/863 | GE | AP050 | 2 | 25 | 1080 | TOP DRIVE / ANTI-CLOCKWISE | MINUS 15°C |  | 67 CST AT 8°C, 29 CST AT 20°C | NIL | FLOODED | 5-15 BAR (16.5 BAR MAX) | AP5 PG EXT BRG PUMP
FIRE | FOAM CONCENTRATE - 3% AFFF | Confidential | M27/881 | GE | AP090 | 1 | 190 | 1420 | TOP DRIVE / CLOCKWISE |  |  | ASSUMED 14 CST | NIL | ASSUMED FLOODED | 12 BAR | AP9 RV EXT BRG LIPSEAL PUMP B/SHAFT
FIRE | FOAM CONCENTRATE - 3% AFFF | Confidential | M27/882 | GE | AP090 | 1 | 190 | 1610 | TOP DRIVE / CLOCKWISE OPTION 'A' 29817 |  |  | ASSUMED 14 CST | NIL | ASSUMED FLOODED | 12 BAR | AP9 RV EB PUMP X 700P P/WHEEL - SINGLE NOZZLE SINGLE BRG
FIRE | FOAM CONCENTRATE - 3% AFFF | Confidential | M27/898 | GE | HD070 | 2 | 674.32 | 1780 | 1- TD / CLOCKWISE 1 - TD/ANTI CLOCKWISE |  | 1 16 | 2 TO 8 CST | NIL | ASSUMED FLOODED | 200 PSI (13.8 BAR) . | HD7 RV EXT BRG 2 X LIPSEAL PUMP D/C TO WEG 364/5T
FIRE | FOAM CONCENTRATE | Confidential | M27/899 | GE | AP115 | 1 | 409.14 | 1450 | TOP DRIVE /CLOCKWISE |  |  | ASSUMED 14 CENTISTOKES | NIL | ASSUMED FLOODED | 14 BAR | AP11.5 PG EXT BRG PUMP B/SHAFT
FIRE | FOAM CONCENTRATE | Confidential | M27/910 | GE | AP090 | 1 | 180 | 1200 | BOTTOM DRIVE/CLOCKWISE OPTION 'G' 29817 |  |  | ASSUMED 14 CST | NIL | ASSUMED FLOODED | 10 BAR | AP9 EB PUMP X 700P P/WHEEL - SINGLE NOZZLE DOUBLE BRG
FIRE | FOAM CONCENTRATE | Confidential | M27/924 | GE | AP050 | 1 | 51 | 2358 | BOTTOM DRIVE/CLOCKWISE OPTION 'G' 29817 |  |  | ASSUMED 14 CST | NIL | ASSUMED FLOODED | 12 BAR | AP5 EB PUMP X 400P PELTON WHEEL
FIRE | FOAM CONCENTRATE | Confidential | M27/939 | GE | HD040 | 2 | 500 | 1800 | TOP DRIVE / CLOCKWISE OPTION 2 DRG 24307 |  |  | ASSUMED 14 CST | NIL | ASSUMED FLOODED | ASSUMED 3.5 BAR (50 PSI) | HD3 RV PG EXT BRG PUMP B/SHAFT
FIRE | FOAM CONCENTRATE | Confidential | M27/946 | GE | AP115 | 5 | 433 | 1420 | TOP DRIVE / ANTI-CLOCKWISE |  |  | ASSUMED 14 CST | NIL | ASSUMED FLOODED | 20 BAR (365 LPM) | AP11.5 RV EXT BRG PUMP B/SHAFT
FIRE | FOAM CONCENTRATE | Confidential | M27/947 | GE | AP130 | 1 | 1150 | 500 TO 1800 | TOP DRIVE / ANTI - CLOCKWISE |  |  | ASSUMED 14 CST | NIL | ASSUMED FLOODED | 16 BAR & 20 BAR | AP13 RELIEF VALVE EXTENDED BEARING PUMP B/SHAFT
FIRE | FOAM CONCENTRATE | Confidential | M27/948 | GE | HD070 | 2 | 720 | 1200 | TOP DRIVE / CLOCKWISE OPTION 2 24307 |  |  | ASSUMED 14 CST | NIL | ASSUMED FLOODED | 16-18 BAR . | HD7 RV EXT BRG 2 X LIPSEAL PUMP B/SHAFT
FIRE | FOAM CONCENTRATE | Confidential | M27/952 | GE | HD040 | 1 | 540 | 2075 | TOP DRIVE / CLOCKWISE |  |  | ASSUMED 14 CST | NIL | ASSUMED FLOODED | 15 BAR . | HD3 RV PG EXT BRG PUMP B/SHAFT
FIRE | FOAM CONCENTRATE | Confidential | M27/984 | GE | AP070 | 1 | 100 | 1700 | TOP DRIVE / CLOCKWISE OPTION 'A' 29817 | -1 TO +50°C | 1 1-1 2 | 100 CST AT 0°C | NIL | ASSUMED FLOODED | 13 BAR . | AP7 RV EB PUMP X 700P P/WHEEL - SINGLE NOZZLE SINGLE BRG
FIRE | FOAM CONCENTRATE | Confidential | M27/991 | GE | AP090 | 1 | 270 | 2500 | TOP DRIVE/ANTI CLOCK OPTION 'B' 29817 |  |  |  | NIL | ASSUMED FLOODED | 12 BAR | AP9 EB PUMP X 700P P/WHEEL - SINGLE NOZZLE DOUBLE BRG
FIRE | FOAM CONCENTRATE | Confidential | M28 220 | GE | AP050 | 1 | 11.37 | 1760/1800 | CLOCKWISE | 20°C |  | 50CST | NIL | ASSUMED FLOODED | 1 BAR | #N/A
FIRE | FOAM CONCENTRATE | Confidential | M28/013 | GE | AP120 | 1 | 510 | 1350 / 1500 | TOP DRIVE/ACW |  |  | ASSUMED 14 CST | NIL | 1 5M LIFT | 16 BAR | AP12 PG EXT BRG PUMP B/SHAFT
FIRE | FOAM CONCENTRATE | Confidential | M28/017 | GE | HD070 | 6 | 0 |  | TOP DRIVE / CLOCKWISE |  |  | ASSUMED 14 CST | NIL | ASSUMED FLOODED |  | HD7 EXTENDED BEARING PUMP B/SHAFT
FIRE | FOAM CONCENTRATE 3% (XL-3 NATIONAL FOAM) | Confidential | M28/023 | GE | HD050 | 4 | 700.84 | 1750 | 2 OFF - CLOCKWISE. 2 OFF - ANTI CLOCK |  |  | ASSUMED 14 CST | NIL | ASSUMED FLOODED | 13.8 BARG RV SET BETWEEN 110% & 120% | HD5 RV PG EXT BRG PUMP D/C TO NEMA 324T ON B/PLATE
FIRE | FOAM TRIDOL S 1% | Confidential | M28/028 | GE | AP050 | 1 | 0 | 2760 | TOP DRIVE / CLOCKWISE OPTION 'A' 29817 |  | 1 025 | 10 TO 27 CST AT 20°C | NIL | FLOODED | ? BAR G | AP5N2 EXT BRG PUMP X 400P PELTON WHEEL
FIRE | FOAM CONCENTRATE | Confidential | M28/030 | GE | AP080 | 1 | 145 | 1750 | TOP DRIVE / CLOCKWISE |  |  | ASSUMED 14 CST | NIL | ASSUMED FLOODED | 9.9 BAR | AP8 RV T2 EXT BRG PUMP
FIRE | AFFF - FOAM CONCENTRATE | Confidential | M28/032 | GE | AP110 | 2 | 322 | 1450 | TOP DRIVE / CLOCKWISE | 20 TO 30°C | 1 06 | 62 CST AT MINUS 10°C 20 CST AT 20°C | NIL | 1 4 BAR ABS | 16 BAR | AP11 RELIEF VALVE EXTENDED BEARING PUMP B/SHAFT
FIRE | FOAM CONCENTRATE 3% (XL-3 NATIONAL FOAM) | Confidential | M28/036 | GE | AP070 | 2 | 121.23 | 1750 | 1 - TD/CLOCKWISE. 1 - TD/ANTI CLOCKWISE |  |  | ASSUMED 14 CST | NIL | ASSUMED FLOODED | 20 FEET RV SET BETWEEN 110% & 120% | AP7 RV PG EXT BRG PUMP D/C TO WEG NEMA 184T MOTOR ON B/PLATE
FIRE | FOAM CONCENTRATE | Confidential | M28/042 | GE | AP070 | 1 | 80 | 1420 | TOP DRIVE / CLOCKWISE |  |  | 1200 CPS AT REST | NIL | ASSUMED FLOODED | 9 BAR NORM | AP7 PG EXT BRG PUMP X ROTEX X 132S MOTOR ON BEDPLATE
FIRE | FOAM CONCENTRATE | Confidential | M28/043 | GE | AP070 | 1 | 80 | 1420 | TOP DRIVE / CLOCKWISE |  |  | 1200 CPS AT REST | NIL | ASSUMED FLOODED | 9 BAR NORM | AP7 PG EXT BRG PUMP + SPARES
FIRE | FOAM CONCENTRATE | Confidential | M28/044 | GE | HD050 | 5 | 720 | 1780 | TOP DRIVE /ANTI-CLOCKWISE OPTION 1 24307 |  |  | ASSUMED 14 CST | NIL | ASSUMED FLOODED | 14 BAR | HD5 RV EXT BRG LIPSEAL PUMP
FIRE | FOAM CONCENTRATE | Confidential | M28/048 | OEM | HD080 | 1 | 820 | 1000 | TOP DRIVE / CLOCKWISE |  |  | ASSUMED NO LESS THAN 12 CST | NIL | ASSUMED FLOODED | 150 TO 200 PSI | HD8 RV PG EXT BRG PUMP
FIRE | FOAM CONCENTRATE | Confidential | M28/069 | OEM | AP115 | 5 | 600 | 2000 | BOT DRIVE / ACW OPTION 4 DRG 24307 |  |  | 20 CST | NIL | ASSUMED FLOODED | 18 BAR | AP11.5 RV EXT BRG PUMP
FIRE | FOAM CONCENTRATE - AFFF | Confidential | M28/070 | GE | HD050 | 2 | 400 | 1420 | TOP DRIVE / CLOCKWISE | 40°C |  | ASSUMED 14 CST | NIL | ASSUMED FLOODED | 10 BAR | HD5 RV PG EXT BRG PUMP X 180L MOTOR ON BEDPLATE
FIRE | FOAM CONCENTRATE | Confidential | M28/073 | GE | AP090 | 1 | 144 | 1300 | TOP DRIVE / CLOCKWISE OPTION 'A' 29817 |  |  | ASSUMED 14 CST | NIL | ASSUMED FLOODED | 8.8 BAR | AP9 EB PUMP X 700P P/WHEEL - SINGLE NOZZLE SINGLE BRG
FIRE | FOAM CONCENTRATE | Confidential | M28/076 | GE | AP070 | 1 | 90 | 1720 | TOP DRIVE / CLOCKWISE |  |  | ASSUMED 14 CST | NIL | ASSUMED FLOODED | 10 BAR | AP7 RV T2 EXT BRG PUMP B/SHAFT
FIRE | FOAM CONCENTRATE | Confidential | M28/080 | GE | AP070 | 1 | 50 | 1250 | TOP DRIVE/CLOCKWISE OPTION 'A' 29817 DRG |  |  | ASSUMED 14 CST | NIL | ASSUMED FLOODED | 12 BAR | AP7 EB PUMP X 700P P/WHEEL - SINGLE NOZZLE DOUBLE BRG
FIRE | FOAM CONCENTRATE | Confidential | M28/081 | GE | AP070 | 1 | 85 | 1420 | TOP DRIVE / CLOCKWISE |  |  | ASSUMED 14 CST | NIL | ASSUMED FLOODED | 12 BAR | AP7 RV PG EXT BRG PUMP D/C TO WEG 112M ON B/PLATE
FIRE | FOAM CONCENTRATE | Confidential | M28/096 | OEM | AP130 | 1 | 750 | 1500 TO 1550 | TOP DRIVE/ANTI CLOCK OPTION 1 DRG 24307 |  |  | 5 TO 10 CST | NIL | FLOODED | 20 BAR | AP13 RV EXT BRG PUMP B/SHAFT
FIRE | FOAM CONCENTRATE | Confidential | M28/109 | OEM | AP120 | 1 | 0 | 1500 | TOP DRIVE / ACW OPTION 1 DRG 24307 | AMBIENT |  | 10-15 C/S | NIL | FLOODED | 18 BAR | AP12 RV PUMP (FAT SHAFT) B/SHAFT
FIRE | FOAM CONCENTRATE | Confidential | M28/111 | GE | AP090 | 1 | 204.57 | 1750 |  |  | 1 06 | ASSUMED THIXOTROPIC | NIL |  | 10 BAR G | AP9 RV PG EXT BRG PUMP
FIRE | FOAM CONCENTRATE | Confidential | M28/114 | GE | AP130 | 1 | 1000 | 1650 | TOP DRIVE / CLOCKWISE |  |  |  | NIL |  | 20 BAR | AP13 RV PG EXT BRG PUMP
FIRE | FOAM CONCENTRATE - ARC 3 X 3 | Confidential | M28/117 | GE | AP100 | 2 | 250 | 1450 | 1 - TD/CLOCKWISE 1 - TD/ ANTI CLOCKWISE |  |  | 100 CTS | NIL | ASSUMED FLOODED | 16 BAR . | AP10 RV PG EXT BRG PUMP X 160M MOTOR ON BEDPLATE
FIRE | FOAM CONCENTRATE | Confidential | M28/143 | GE | AP050 | 1 | 50 | 1700 | TOP DRIVE / CLOCKWISE |  |  | 12-15 CENTISTOKES | NIL | ASSUMED FLOODED | 7-8 BAR | AP5 RV EXT BRG PUMP X 400P PELTON WHEEL
FIRE | FOAM CONCENTRATE | Confidential | M28/162 | GE | AP070 | 1 | 90 | 1587 | TOP DRIVE/ANTI CLOCK OPTION 'B' 29817 |  |  |  | NIL | ASSUMED FLOODED | 12BAR | AP7 EB PUMP X 700P P/WHEEL - SINGLE NOZZLE DOUBLE BRG
FIRE | FOAM CONCENTRATE (FC603 EF ATC) | Confidential | M28/170 | GE | AP070 | 1 | 90 | 1450 | TOP DRIVE / CLOCKWISE |  |  |  | NIL | ASSUMED FLOODED | 15 BAR G | AP7 RV T2 EXT BRG PUMP D/C TO WEG 132S ON B/PLATE
FIRE | FOAM CONCENTRATE | Confidential | M28/194 | GE | AP110 | 1 | 450 | 1950 | TOP DRIVE / ANTI CLOCKWISE |  |  | ASSUMED 14 CST | NIL | ASSUMED FLOODED | 20 BAR | AP11 RV PG EXT BRG PUMP
FIRE | FOAM CONCENTRATE | Confidential | M28/199 | OEM | AP120 | 1 | 800 | 1950 | BOT DRIVE / CLOCKWISE OPTION 3 DRG 24307 | AMBIENT |  | 10-15 CST | NIL | FLOODED | 18 BAR . | AP12 RV PUMP (FAT SHAFT) B/SHAFT
FIRE | FOAM CONCENTRATE | Confidential | M28/219 | GE | AP070 | 2 | 76 | 1760 | TOP DRIVE / CLOCKWISE |  |  | 50 CST AT 20°C | NIL | ASSUMED FLOODED | 14 BAR | AP7 RV PG VDS EXT BRG PUMP D/C TO NEMA 213/5T ON B/PLATE
FIRE | FOAM CONCENTRATE | Confidential | M28/220 | GE | AP050 | 1 | 11.37 | 1760/1800 | TOP DRIVE/CLOCKWISE | 20°C |  | 50CST | NIL | ASSUMED FLOODED | 1 BAR | AP5N RV PG EXT BRG PUMP X WEG 143T MOTOR ON BEDPLATE
FIRE | FOAM CONCENTRATE | Confidential | M28/221 | GE | AP070 | 1 | 76 | 1760 | TOP DRIVE/CLOCKWISE |  |  | 50 CST AT 20°C | NIL | ASSUMED FLOODED | 14 BAR | AP7 RV PG EXT BRG PUMP B/SHAFT
FIRE | FOAM COMPOUND | Confidential | M28/245 | GE | AP080 | 1 | 120 | 1400 | TOP DRIVE/CW DRG 29817 OPTION 'A' |  |  | 14 CST | NIL | ASSUMED FLOODED | 15 BAR | AP8 RV EB PUMP D/C 700P PELTON WHEEL (OLD TYPE) + SPARES
FIRE | FOAM CONCENTRATE | Confidential | M28/246 | GE | AP120 | 1 | 510 | 1350 / 1500 | TOP DRIVE / ANTI CLOCKWISE |  |  | ASSUMED 14 CST | NIL | 1 5M LIFT | 16 BAR | AP12 PG EXT BRG PUMP B/SHAFT
FIRE | FOAM TRIDOL S1 | Confidential | M28/257 | GE | AP050 | 1 | 47 | 2217 | BOTTOM DRIVE/ANTI C/W - OPTIONF"29817" |  | 1 035 | ASSUMED 14 CST | NIL | ASSUMED FLOODED | 10.2 BAR G | AP5 EB PUMP X 400P PELTON WHEEL
FIRE | FOAM CONCENTRATE | Confidential | M28/285 | GE | AP070 | 1 | 83 | 1420 | TOP DRIVE / CLOCKWISE | 20°C |  | 80 TO 200 CST | NIL | FLOODED | ASSUMED 6 BAR | AP7 RV PG EXT BRG PUMP X 100L MOTOR ON BEDPLATE
FIRE | FOAM CONCENTRATE | Confidential | M28/287 | GE | AP090 | 1 | 144 | 1300 | TOP DRIVE / CLOCKWISE OPTION 'A' 29817 |  |  | ASSUMED 14 CST | NIL | ASSUMED FLOODED | 8.8 BAR | AP9 EB PUMP X 700P P/WHEEL - SINGLE NOZZLE DOUBLE BRG
FIRE | FOAM CONCENTRATE | Confidential | M28/292 | GE | AP090 | 1 | 270 | 2000 | B.DRIVE/ACW OPTION F & H DRG 29817 |  |  | 12/14 CST | NIL |  | 13 BAR G | AP9 EXT BRG BARESHAFT PUMP (TO SUIT P/WHEEL)
FIRE | FOAM CONCENTRATE | Confidential | M28/297 | GE | AP090 | 1 | 190 | 1350 | TOP DRIVE / ANTI-CLOCKWISE |  |  | ASSUMED 14 CST | NIL | ASSUMED FLOODED | 16 BAR | AP9 RV PG EXT BRG PUMP B/SHAFT
FIRE | FOAM CONCENTRATE | Confidential | M28/306 | OEM | AP115 | 2 | 600 | 2000 | BOT DRIVE/CLOCKWISE OPTION 3 DRG 24307 |  |  |  | NIL |  | 18 BAR | AP11.5 RV EXT BRG PUMP B/SHAFT
FIRE | FOAM CONCENTRATE | Confidential | M28/321 | GE | AP050 | 2 | 50 | 1800 | TOP DRIVE/CLOCKWISE 29817 OPTIONA"" |  |  | 12 CST | NIL | ASSUMED FLOODED | 14 BAR | AP5 EB PUMP X 400P PELTON WHEEL
FIRE | FOAM CONCENTRATE | Confidential | M28/326 | GE | AP100 | 1 | 225 | 1420 | TOP DRIVE / CLOCKWISE OPTION 2 DRG 24307 |  |  | ASSUMED 14 CST | NIL | ASSUMED FLOODED | 13 BAR . | AP10 RV PG EXT BRG PUMP D/C TO WEG 160M ON B/PLATE
FIRE | ATC FOAM CONCENTRATE | Confidential | M28/351 | GE | AP090 | 1 | 266 | 1750 | TOP DRIVE / CLOCKWISE | 20°C | 1 04 | 1350 MPAS (THIXOTROPIC) 1350 CST | NIL | ASSUMED FLOODED | 12 BAR | AP9 RV T2 EXT BRG PUMP
FIRE | ATC FOAM CONCENTRATE | Confidential | M28/352 | GE | AP090 | 1 | 266 | 1750 | TOP DRIVE / CLOCKWISE | 20°C | 1 04 | 1350 MPAS (THIXOTROPIC) 1350 CST | NIL | ASSUMED FLOODED | 12 BAR | AP9 RV T2 EXT BRG PUMP
FIRE | ATC FOAM CONCENTRATE | Confidential | M28/353 | GE | AP090 | 1 | 266 | 1750 | TOP DRIVE / CLOCKWISE | 20°C | 1 04 | 1350 MPAS (THIXOTROPIC) 1350 CST | NIL | ASSUMED FLOODED | 12 BAR | AP9 RV T2 EXT BRG PUMP
FIRE | FOAM CONCENTRATE | Confidential | M28/356 | GE | AP130 | 1 | 1000 | 1650 | TOP DRIVE / CLOCKWISE |  |  |  | NIL |  | 20 BAR | AP13 RV PG EXT BRG PUMP B/SHAFT
FIRE | FOAM CONCENTRATE | Confidential | M28/357 | OEM | HD080 | 1 | 820 | 1000 | TOP DRIVE / CLOCKWISE |  |  | ASSUMED NO LESS THAN 12 CST | NIL | ASSUMED FLOODED | 150 TO 200 PSI | HD8 RV PG EXT BRG PUMP B/SHAFT
FIRE | FOAM CONCENTRATE | Confidential | M28/371 | OEM | AP115 | 1 | 600 | 2000 | BOT DRIVE/CLOCKWISE OPTION 3 DRG 24307 |  |  |  | NIL |  | 18 BAR | AP11.5 RV EXT BRG PUMP B/SHAFT
FIRE | FOAM CONCENTRATE - 1% AFFF | Confidential | M28/375 | GE | HD050 | 1 | 700 | 1760 | TOP DRIVE / CLOCKWISE |  |  | 11 02 CST | NIL | ASSUMED FLOODED | 14 BAR | HD5 RV PG EXT BRG PUMP D/C TO WEG 200L ON B/PLATE
FIRE | FOAM CONCENTRATE - AFFF | Confidential | M28/376 | GE | HD050 | 1 | 720 | 1800 | TOP DRIVE / CLOCKWISE |  |  | 11 02 CENTISTOKES | NIL | ASSUMED FLOODED | 14 BAR | HD5 RV PG EXT BRG PUMP D/C CLARKE DIESEL UF UD1 ON B/PLATE
FIRE | FOAM CONCENTRATE | Confidential | M28/406 | GE | AP090 | 2 | 200 | 1500 | TOP DRIVE CLOCKWISE |  |  | ASSUMED 14 CST | NIL | ASSUMED FLOODED | 190 PSI G | AP9 PG EXT BRG PUMP
FIRE | FOAM CONCENTRATE | Confidential | M28/430 | GE | AP100 | 1 | 250 | 1420 | TOP DRIVE / CLOCKWISE | AMBIENT |  | ASSUMED 5 CST | NIL | ASSUMED FLOODED | 16 BAR | AP10 RV PG EXT BRG PUMP
FIRE | FOAM CONCENTRATE | Confidential | M28/438 | GE | AP115 | 1 | 450 | 1700 | TOP DRIVE / CLOCKWISE |  |  | ASSUMED 14 CST | NIL | ASSUMED FLOODED | 16 BAR | AP11.5 RV PG EXT BRG PUMP BARESHAFT
FIRE | FOAM CONCENTRATE | Confidential | M28/446 | GE | AP100 | 1 | 306 | 1750 | BOTTOM DRIVE/CLOCKWISE OPTION 3 24307 |  |  | ASSUMED 14 CENTISTOKES | NIL | FLOODED | 16 BAR | AP10 PG EXT BRG PUMP
FIRE | FOAM CONCENTRATE AR-AFFF | Confidential | M28/452 | GE | AP070 | 1 | 123 | 1420 | BOTTOM DRIVE/ACW DRG 29817 OPTION H"" | 45°C |  | ASSUMED 14 CENTISTOKES | NIL | ASSUMED FLOODED | 12 BAR | AP7 RV EB PUMP X 700P P/WHEEL - SINGLE NOZZLE SINGLE BRG
FIRE | FOAM TRIDOL S 1% | Confidential | M28/471 | GE | AP050 | 3 | 18 | 1300 | TOP DRIVE / CLOCKWISE OPTION 'C' 29817 |  | 1 025 | 10 TO 27 CST AT 20°C | NIL | FLOODED | 8 BARG | AP5N2 RV EXT BRG PUMP X 400P PELTON WHEEL
FIRE | FOAM CONCENTRATE | Confidential | M28/474 | GE | AP090 | 1 | 260 | 2203 | TOP DRIVE / CLOCKWISE OPTION C 29817 |  |  | ASSUMED 14 CST | NIL | ASSUMED FLOODED | 16 BAR . | AP9 RV EB PUMP X 700P P/WHEEL - SINGLE NOZZLE SINGLE BRG
FIRE | FOAM CONCENTRATE - AFFF | Confidential | M28/482 | GE | AP115 | 1 | 567 | 1700 | TOP DRIVE / CLOCKWISE | 30°C | 1 02 | 1 47 CST | NIL | FLOODED | 4 BAR | AP115 API682 TYPE A. SEAL EX BRG PUMP D/C LOMBARDINI LDW1603
FIRE | FOAM CONCENTRATE - AFFF | Confidential | M28/483 | GE | AP130 | 1 | 933 | 1800 | TOP DRIVE / CLOCKWISE | 30°C | 1 02 | 1 47 CST | NIL | FLOODED | 4 BAR DIFFERENTIAL | AP13 API682 TYPE A. SEAL EX BRG PUMP D/C LOMBARDINI LDW2204T
FIRE | FOAM CONCENTRATE | Confidential | M28/485 | OEM | AP130 | 1 | 833 | 1500 | TOP DRIVE/CLOCKWISE OPTION 2 DRG:24307 |  |  | 10 CST | NIL |  | 18 BAR | AP13 RELIEF VALVE EXTENDED BEARING PUMP BARESHAFT
FIRE | FOAM CONCENTRATE - 3% AFFF | Confidential | M28/486 | GE | AP090 | 1 | 240 | 1875 | TOP DRIVE / CLOCKWISE OPTION 'C' 29817 | 20 TO 35°C |  | 10 CENTISTOKES | NIL | ASSUMED FLOODED | 13 BAR | AP9 EB PUMP X 700P P/WHEEL - SINGLE NOZZLE DOUBLE BRG
FIRE | FOAM CONCENTRATE | Confidential | M28/491 | GE | AP130 | 1 | 760 | 1400 | CLOCKWISE |  |  | ASSUMED 14 CENTISTOKES | NIL | ASSUMED FLOODED | 17.25 BARS | AP13 RV T2 EXT BRG PUMP BARESHAFT
FIRE | FOAM CONCENTRATE - AFFF | Confidential | M28/507 | GE | AP080 | 1 | 170 | 1700 | TD/CW OPTION 'A' DRG 29817 |  |  | ASSUMED 14 CENTISTOKES | NIL | ASSUMED FLOODED | 10 BAR | AP8 E/BRG PUMP X 700P P/WHEEL - SINGLE NOZZLE SINGLE BRG
FIRE | FOAM CONCENTRATE - AFFF | Confidential | M28/508 | GE | HD050 | 1 | 511 | 1464 | TD/CW OPTION 'D' DRG 15089 |  |  | ASSUMED 14 CENTISTOKES | NIL | ASSUMED FLOODED | 10 BAR | HD5 EB PUMP X 700P P/WHEEL - TRIPLE NOZZLE
FIRE | FOAM CONCENTRATE | Confidential | M28/514 | GE | AP090 | 1 | 216 | 1831 | BD/ACW OPTION 'H' DRG 29817 | 45°C |  | ASSUMED 14 CENTISTOKES | NIL | ASSUMED FLOODED | 12 BAR | AP9 RV EB PUMP X 700P P/WHEEL - SINGLE NOZZLE SINGLE BRG
FIRE | FOAM CONCENTRATE | Confidential | M28/528 | GE | AP115 | 2 | 433 | 1420 | TOP DRIVE / ANTI-CLOCKWISE |  |  | ASSUMED 14 CST | NIL | ASSUMED FLOODED | 20 BAR (365 LPM) | AP11.5 RV EXT BRG PUMP B/SHAFT
FIRE | FOAM CONCENTRATE | Confidential | M28/532 | GE | AP115 | 1 | 350 | 1400 | BD/CW |  |  | ASSUMED 14 CST | NIL | ASSUMED FLOODED | 12 BAR | AP11.5 EB PUMP X 700P P/WHEEL-TWIN NOZZLE
FIRE | FOAM CONCENTRATE | Confidential | M28/539 | OEM | AP120 | 2 | 800 | 1950 | BOT DRIVE / CLOCKWISE OPTION 3 DRG 24307 | AMBIENT |  | 10-15 CST | NIL | FLOODED | 18 BAR . | AP12 RV PUMP (FAT SHAFT) B/SHAFT
FIRE | FOAM CONCENTRATE | Confidential | M28/540 | GE | AP080 | 1 | 142.5 | 1450 | TOP DRIVE / CLOCKWISE | AMBIENT |  | ASSUMED 15 CST | NIL | ASSUMED FLOODED | 10 BAR | AP8 RV T2 EXT BRG PUMP
FIRE | FOAM CONCENTRATE | Confidential | M28/541 | GE | AP080 | 1 | 142.5 | 1450 | TOP DRIVE / CLOCKWISE | AMBIENT |  | ASSUMED 15 CST | NIL | ASSUMED FLOODED | 10 BAR | AP8 RV T2 EXT BRG PUMP BARESHAFT
FIRE | FOAM CONCENTRATE | Confidential | M28/545 | GE | AP050 | 1 | 25 | 1080 | TOP DRIVE / ANTI-CLOCKWISE | MINUS 15°C |  | 67 CST AT 8°C, 29 CST AT 20°C | NIL | FLOODED | 5-15 BAR (16.5 BAR MAX) | AP5 PG EXT BRG PUMP BARESHAFT
FIRE | FOAM CONCENTRATE | Confidential | M28/572 | GE | AP110 | 10 | 380 | 1500 | TOP DRIVE / CLOCKWISE |  |  | ASSUMED 14 CST | NIL | ASSUMED FLOODED | 5 BAR | AP11 PG EXT BRG PUMP
FIRE | FOAM CONCENTRATE - 3% | Confidential | M28/574 | GE | AP090 | 2 | 208 | 1420 | TOP DRIVE/CLOCKWISE |  |  | 100-140 CENTISTOKES | NIL | ASSUMED FLOODED | 12 BAR G | AP9 PG EXT BRG PUMP D/C TO 132M-4 ON B/PLATE
FIRE | FOAM CONCENTRATE | Confidential | M28/587 | OEM | AP115 | 1 | 750 | 2300 . | BOT DRIVE/CLOCKWISE OPTION 3 DRG: 24307 |  |  |  | NIL |  | 5 BAR | AP11.5 RV EXTENDED BEARING PUMP
FIRE | FOAM CONCENTRATE | Confidential | M28/597 | GE | HD050 | 1 | 600 | 1600 | ANTI CLOCKWISE |  |  | ASSUMED 14 CENTISTOKES | NIL | ASSUMED FLOODED |  | HD5 RV PG EXT BRG PUMP
FIRE | NATIONAL FOAM CONCENTRATE AFFF ML | Confidential | M28/614 | GE | HD040 | 6 | 314.43 | 1775 | 4 OFF C/W. 2 OFF AC/W. |  |  | 3 CST | NIL | ASSUMED FLOODED | 10.5 BAR G | HD3 RV PG EXT BRG PUMP D/C TO WEG NEMA 254/6T ON B/PLATE
FIRE | FOAM CONCENTRATE | Confidential | M28/615 | GE | HD050 | 1 | 0 |  | TOP DRIVE / CLOCKWISE |  |  | ASSUMED 14 CENTISTOKES | NIL | ASSUMED FLOODED |  | HD5 RV PG EXT BRG PUMP
FIRE | FOAM CONCENTRATE | Confidential | M28/637 | GE | AP110 | 1 | 315 | 1400 | TOP DRIVE / CLOCKWISE |  |  | ASSUMED 14 CENTISTOKES | NIL | ASSUMED FLOODED | 11.5 BAR G | AP11 PG EXT BRG PUMP
FIRE | FOAM CONCENTRATE | Confidential | M28/639 | GE | AP090 | 1 | 203 | 1420 | BD/ACW OPTION '4' DRG 24307 | 50°C |  | ASSUMED 14 CST | NIL | ASSUMED FLOODED | 12 BAR G | AP9 RV EXT BRG LIPSEAL PUMP D/C TO 132M ON B/PLATE
FIRE | FOAM CONCENTRATE | Confidential | M28/640 | GE | AP090 | 1 | 203 | 1720 | BD/ACW OPTION 'H' DRG 29817 | 45°C |  | ASSUMED 14 CENTISTOKES | NIL | ASSUMED FLOODED | 12 BAR | AP9 RV EB PUMP X 700P P/WHEEL - SINGLE NOZZLE SINGLE BRG
FIRE | FOAM CONCENTRATE | Confidential | M28/641 | GE | AP090 | 1 | 203 | 1720 | TD/ACW OPTION 'B' DRG 29817 | 45°C |  | ASSUMED 14 CENTISTOKES | NIL | ASSUMED FLOODED | 12 BAR | AP9 RV EB PUMP X 700P P/WHEEL - SINGLE NOZZLE SINGLE BRG
FIRE | FOAM CONCENTRATE XL3 FLOUROPROTEIN | Confidential | M28/642 | GE | AP090 | 2 | 227.3 | 1750 | 1 OFF TD/CW 1 TD/ACW |  |  | ASSUMED 14 CST | NIL | ASSUMED FLOODED | 200 PSI (13.8 BAR) | AP9 RV PG EXT BRG PUMP D/C TO WEG WEG 254/6T ON B/PLATE
FIRE | FOAM CONCENTRATE | Confidential | M28/676 | GE | AP090 | 2 | 250.03 | 1760 | TOP DRIVE/CLOCKWISE | 20°C |  | 50 CENTISTOKES | NIL | ASSUMED FLOODED | 200 PSI (13.8 BAR) .RV SET AT 225 PSI | AP9 RV PG EXT BRG PUMP D/C TO WEG WEG 254/6T ON B/PLATE
FIRE | FOAM CONCENTRATE | Confidential | M28/677 | GE | HD050 | 1 | 432 |  | TD/CW OPTION 2 DRG 24307 |  |  | ASSUMED 14 CENTISTOKES | NIL | ASSUMED FLOODED | LIP SEALS - PRESSURE RELIEVED | HD5 RV PG EXT BRG PUMP
FIRE | FOAM CONCENTRATE - AFFF | Confidential | M28/684 | GE | AP050 | 1 | 25 | 1080 | TOP DRIVE/ANTI CLOCK WISE |  | 1 07 | 67 CST AT 8°C | NIL | FLOODED | 7 BAR (5 - 15 BAR) | AP5 PG EXT BRG PUMP
FIRE | FOAM CONCENTRATE | Confidential | M28/687 | GE | AP115 | 7 | 0 |  | TOP DRIVE/CW DRG 24307: OPTION 2 |  |  |  | NIL |  | RV SET AT 18 BAR | AP11.5 RV T2 M/SEAL EXT BRG PUMP
FIRE | AFFF - FOAM CONCENTRATE | Confidential | M28/691 | GE | AP110 | 1 | 322 | 1450 | TOPDRIVE CLOCKWISE | 20/30°C | 1 06 | 62 CST AT -10°C//20 CST AT 20°C | NIL | 1 4 BAR A | 16 BAR | AP11 RELIEF VALVE EXTENDED BEARING PUMP
FIRE | FOAM CONCENTRATE - FFFP | Confidential | M28/695 | GE | AP090 | 2 | 200 | 1500 | TOP DRIVE/CLOCKWISE |  |  | ASSUMED 14 CENTISTOKES | NIL | ASSUMED FLOODED | 14 BAR | AP9 RV PG EXT BRG PUMP
FIRE | FOAM CONCENTRATE - FFFP | Confidential | M28/696 | GE | AP070 | 2 | 117 | 1800 | TOP DRIVE/CLOCKWISE |  |  | ASSUMED 14 CENTISTOKES | NIL | ASSUMED FLOODED | 14 BAR | AP7 RV PG EXT BRG PUMP
FIRE | FOAM CONCENTRATE | Confidential | M28/700 | GE | HD040 | 1 | 600 | 100 TO 2000 | TOP DRIVE / CLOCKWISE |  |  | 1300 CST AT 20°C | NIL |  | 16 BAR . | HD4 RV EXT BRG LIPSEAL PUMP - LOW VISCOSITY
FIRE | FOAM CONCENTRATE | Confidential | M28/701 | GE | AP070 | 2 | 100 | 1440 |  | AMBIENT | 1 | ASSUMED 14 CST | NIL | FLOODED | 2 BAR G | AP7 LIPSEAL FLG MTD PUMP X 90L MOTOR
FIRE | FOAM CONCENTRATE | Confidential | M28/710 | GE | HD050 | 1 | 492.48 | 1450 | TOP DRIVE / CLOCKWISE |  |  | ASSUMED 14 CST | NIL | ASSUMED FLOODED | 16 BAR | HD5 PG EXT BRG PUMP
FIRE | FOAM CONCENTRATE | Confidential | M28/749 | GE | HD040 | 1 | 450 | 1400 | TOP DRIVE/CLOCKWISE |  |  | 10 CENTISTOKES +/-5CST | NIL | ASSUMED FLOODED | 10 BAR | HD4 RV PG EXT BRG 'OUTRIGGER' PUMP
FIRE | FOAM CONCENTRATE | Confidential | M28/793 | GE | AP070 | 1 | 75 | 1420 | TOP DRIVE/ANTI-CLOCKWISE |  |  | ASSUMED 15 CST | NIL | ASSUMED FLOODED | 16.5 BAR G | AP7 RV PG EXT BRG PUMP D/C TO 112M ON B/PLATE
FIRE | FOAM CONCENTRATE | Confidential | M28/796 | GE | HD040 | 1 | 600 | 100 TO 2000 | TOP DRIVE / CLOCKWISE |  |  | 1300 CST AT 20°C | NIL |  | 16 BAR . | HD4 RV EXT BRG LIPSEAL PUMP - LOW VISCOSITY
FIRE | FOAM CONCENTRATE | Confidential | M28/803 | GE | HD080 | 1 | 1500 | 1600 | TD/CW |  |  | ASSUMED 14 CENTISTOKES | NIL | ASSUMED FLOODED | 16 BAR | HD8 RV PG EXT BRG PUMP
FIRE | FOAM CONCENTRATE | Confidential | M28/807 | GE | AP115 | 2 | 600 | 1950 | TOP DRIVE / ANTI CLOCKWISE |  |  | 12 TO 15 CST | NIL |  | 16 BAR | AP11.5 RV PG EXT BRG PUMP
FIRE | FOAM CONCENTRATE | Confidential | M28/810 | GE | AP040 | 1 | 25 | 1450 | BOTTOM DRIVE/ANTI CLOCKWISE |  |  | ASSUMED 14 CENTISTOKES | NIL | ASSUMED FLOODED | 9.5 BAR | AP4 RV EB PUMP X 400P PELTON WHEEL
FIRE | FOAM CONCENTRATE | Confidential | M28/814 | GE | AP050 | 1 | 60 | 2830 | BOTTOM DRIVE/ACW OPTION°F' DRG 29817 |  |  | ASSUMED 14 CENTISTOKES | NIL | ASSUMED FLOODED | 12 BAR | AP5 EB PUMP X 400P PELTON WHEEL
FIRE | FOAM CONCENTRATE - ALCOSEAL | Confidential | M28/817 | GE | AP100 | 1 | 240 |  | TOP DRIVE / ANTI CLOCKWISE |  |  | ASSUMED 14 CENTISTOKES | NIL | ASSUMED FLOODED | 18 BAR | AP10 RV LIPSEAL EXT BRG PUMP
FIRE | FOAM CONCENTRATE | Confidential | M28/827 | GE | AP110 | 1 | 450 | 2000 | TOP DRIVE/CLOCKWISE |  |  | ASSUMED 14 CENTISTOKES | NIL | ASSUMED FLOODED | 20 BAR | AP11 RV T2 M/SEAL EXT BRG PUMP
FIRE | FOAM CONCENTRATE | Confidential | M28/834 | OEM | AP115 | 1 | 600 | 2000 | BOT DRIVE / ACW OPTION 4 DRG 24307 |  |  | 20 CST | NIL | ASSUMED FLOODED | 18 BAR | AP11.5 RV EXT BRG PUMP
FIRE | FOAM CONCENTRATE | Confidential | M28/835 | OEM | AP115 | 3 | 600 | 2000 | BOT DRIVE / ACW OPTION 4 DRG 24307 |  |  | 20 CST | NIL | ASSUMED FLOODED | 18 BAR | AP11.5 RV EXT BRG PUMP
FIRE | FOAM CONCENTRATE | Confidential | M28/875 | GE | AP050 | 1 | 40 | 1600 | BOTTOM DRIVE/ACW OPTION 4 DRG 24307 |  |  | ASSUMED 14 CENTISTOKES | NIL | ASSUMED FLOODED | 16 BAR | AP5 PG EXT BRG PUMP
FIRE | FOAM CONCENTRATE | Confidential | M28/876 | GE | AP115 | 1 | 350 | 1420 | TOP DRIVE/ACW |  |  | ASSUMED 14 CENTISTOKES | NIL | ASSUMED FLOODED | 16 BAR | AP11.5 RV PG EXT BRG PUMP
FIRE | FOAM CONCENTRATE | Confidential | M28/883 | GE | HD050 | 1 | 667 | 1750 | BOTTOM DRIVE/CW OPTION 3 DRG 24307 |  |  | ASSUMED 14 CENTISTOKES | NIL | ASSUMED FLOODED | 15.7 BAR | HD5 RV PG EXT BRG PUMP
FIRE | FOAM CONCENTRATE | Confidential | M28/893 | GE | HD050 | 1 | 560 | 1420 |  |  |  | ASSUMED 14 CENTISTOKES | NIL | ASSUMED FLOODED | 11.4 BAR | HD5 RV T2 EXT BRG PUMP D/C TO ABB M3JP180MLB4 ON B/PLATE
FIRE | FOAM CONCENTRATE | Confidential | M28/894 | GE | AP070 | 1 | 95 | 1420 |  |  |  | ASSUMED 14 CENTISTOKES | NIL | ASSUMED FLOODED | 6 BAR | AP7 RV T2 EXT BRG PUMP D/C TO ABB M3JP112MC ON B/PLATE
FIRE | FOAM CONCENTRATE | Confidential | M28/895 | GE | AP090 | 1 | 138 | 1420 |  |  |  | ASSUMED 14 CENTISTOKES | NIL | ASSUMED FLOODED | 12.1 BAR | AP9 RV T2 M/SEAL PUMP D/C TO ABB M3JP132MD4 ON B/PLATE
FIRE | FOAM CONCENTRATE | Confidential | M28/896 | GE | AP090 | 1 | 185 | 1420 |  |  |  | ASSUMED 14 CENTISTOKES | NIL | ASSUMED FLOODED | 13.2 BAR | AP9 RV T2 EXT BRG PUMP D/C TO ABB M3JP132SM ON B/PLATE
FIRE | FOAM CONCENTRATE | Confidential | M28/897 | GE | AP070 | 1 | 90 | 1587 | BOTTOM DRIVE/CW DRG 29817 OPTION E |  |  | ASSUMED 14 CENTISTOKES | NIL | ASSUMED FLOODED | 6 BAR | AP7 EB PUMP X 700P P/WHEEL - SINGLE NOZZLE DOUBLE BRG
FIRE | FOAM CONCENTRATE | Confidential | M28/898 | GE | AP090 | 1 | 213 | 1420 | BOTTOM DRIVE/ANTI-CW DRG 29817 OPTION F |  |  | ASSUMED 14 CENTISTOKES | NIL | ASSUMED FLOODED | 12.1 BAR | AP9 EB PUMP X 700P P/WHEEL - SINGLE NOZZLE DOUBLE BRG
FIRE | FOAM CONCENTRATE | Confidential | M28/899 | GE | AP090 | 1 | 180 | 1200 | BOTTOM DRIVE/CW DRG 29817 OPTION G |  |  | ASSUMED 14 CENTISTOKES | NIL | ASSUMED FLOODED | 13.2 BAR | AP9 EB PUMP X 700P P/WHEEL - SINGLE NOZZLE DOUBLE BRG
FIRE | FOAM CONCENTRATE | Confidential | M28/900 | GE | HD050 | 1 | 308.52 | 1433 | TOP DRIVE/ANTI-CW DRG 32910 OPTION K |  |  | ASSUMED 14 CENTISTOKES | NIL | ASSUMED FLOODED | 11.4 BAR | HD5 EXT BRG PUMP X 700P P/WHEEL-TWIN NOZZLE
FIRE | FOAM CONCENTRATE | Confidential | M28/928 | OEM | AP115 | 1 | 600 | 2000 | BOT DRIVE/CLOCKWISE OPTION 3 DRG 24307 |  |  |  | NIL |  | 18 BAR | AP11.5 RV EXT BRG PUMP
FIRE | FOAM CONCENTRATE | Confidential | M28/941 | GE | AP115 | 1 | 433 | 1420 | TOP DRIVE / CLOCKWISE |  |  |  | NIL | ASSUMED FLOODED | 20 BAR (365 LPM) | AP11.5 RV PG EXT BRG PUMP
FIRE | FOAM CONCENTRATE AFFF 3% | Confidential | M28/945 | GE | AP130 | 2 | 700 | 1420 | TOP DRIVE / CLOCKWISE | -5 TO 90°C |  | < 20 CPS AT 20°C | NIL | FLOODED | 16 BAR (DIFFERENTIAL) | AP13 T2 EXT BRG PUMP X 225 MOTOR ON BEDPLATE
FIRE | 1% FOAM | Confidential | M28/947 | GE | AP040 | 1 | 27 | 2200 |  |  |  | 12 CS | NIL | FLOODED | 7 BAR | AP4-2700 FLG MTD EXTENDED BRG PUMP BARESHAFT
FIRE | FOAM CONCENTRATE | Confidential | M28/955 | OEM | AP115 | 1 | 600 | 2000 | BOT DRIVE/CLOCKWISE OPTION 3 DRG 24307 |  |  |  | NIL |  | 18 BAR | AP11.5 RV EXT BRG PUMP BARESHAFT
FIRE | FOAM CONCENTRATE - AFFF | Confidential | M28/958 | GE | HD050 | 2 | 467 | 1420 | TOP DRIVE/ACW OPTION '1' DRG 24307 | - |  | ASSUMED 14 CST | NIL | ASSUMED FLOODED | 11 BARG | HD5 RV LIPSEAL EXT BRG PUMP D/C TO WEG 180M ON B/PLATE
FIRE | FOAM CONCENTRATE | Confidential | M28/971 | GE | AP100 | 1 | 230 | 1420 | TOP DRIVE/CLOCKWISE | 30°C |  | 10 CENTISTOKESW AT 20°C | NIL | ASSUMED FLOODED | 18 BAR | AP10 RV PG EXT BRG PUMP + COUPLING
FIRE | FOAM CONCENTRATE | Confidential | M28/978 | GE | AP090 | 1 | 220 |  | TOP DRIVE / CLOCKWISE |  |  |  | NIL |  |  | AP9 LIPSEAL EXT BRG PUMP
FIRE | FOAM CONCENTRATE | Confidential | M28/983 | GE | HD050 | 2 | 500 | 1400 | TOP DRIVE/CLOCKWISE OPTION 2 DRG 24307 |  |  | ASSUMED 14 CENTISOKES | NIL | ASSUMED FLOODED | 16 BAR SET RV AT 18 BAR | HD5 PG EXT BRG PUMP
FIRE | FOAM CONCENTRATE | Confidential | M28/985 | GE | AP050 | 1 | 40 | 1600 | BOTTOM DRIVE/ACW OPTION 4 DRG 24307 |  |  | ASSUMED 14 CENTISTOKES | NIL | ASSUMED FLOODED | 16 BAR | AP5 RV PG EXT BRG PUMP
FIRE | FOAM CONCENTRATE - 3% AFFF | Confidential | M29/019 | GE | AP110 | 1 | 417 | 1800 | TOP DRIVE / CLOCKWISE |  |  | ASSUMED 14 CENTISTOKES | NIL | ASSUMED FLOODED | 14 BAR | AP11 RV EXT BRG PUMP D/C TO DEUTZ D2011L03 ON B/PLATE
FIRE | FOAM CONCENTRATE | Confidential | M29/060 | OEM | AP120 | 1 | 0 | 1500 | TOP DRIVE / ACW OPTION 1 DRG 24307 | AMBIENT |  | 10 TO 15 CST | NIL | FLOODED | 18 BAR | AP12 RV PUMP (FAT SHAFT) B/SHAFT
FIRE | FOAM CONCENTRATE | Confidential | M29/063 | OEM | AP120 | 1 | 833 | 2000 | BOT DRIVE/ANTI-CLOCK OPTION 4 DRG 24307 |  |  | 20 CST | NIL | ASSUMED FLOODED | 18 BAR (RV SET AT 21 BAR) | AP12 RV PUMP (FAT SHAFT)
FIRE | ARC FOAM CONCENTRATE | Confidential | M29/075 | GE | AP050 | 1 | 43 | 2028 | TOP DRIVE/CLOCKWISE | - |  | ASSUMED 14 CENTISTOKES | NIL | ASSUMED FLOODED | 13 BAR G | AP5 EXT BRG PUMP X 400P PELTON WHEEL
FIRE | FOAM CONCENTRATE 3% (XL-3 NATIONAL FOAM) | Confidential | M29/085 | GE | AP070 | 1 | 121.23 | 1750 | TOP DRIVE / CLOCKWISE |  |  | ASSUMED 14 CST | NIL | ASSUMED FLOODED | 20 FEET RV SET BETWEEN 110% & 120% | AP7 RV PG EXT BRG PUMP D/C TO WEG NEMA 184T MOTOR ON B/PLATE
FIRE | FOAM CONCENTRATE | Confidential | M29/087 | GE | HD040 | 1 | 500 | 100 TO 2000 | TOP DRIVE / CLOCKWISE |  |  | 1300 CST AT 20°C | NIL |  | 16 BAR MAX | HD3 RV LIPSEAL EXT BRG PUMP - LOW VISCOSITY
FIRE | FOAM CONCENTRATE | Confidential | M29/091 | GE | AP090 | 1 | 227.3 | 1924 | TOP DRIVE/CLOCKWISE DRG 29817 OPTION A |  |  | ASSUMED 14 CENTISOKES | NIL | ASSUMED FLOODED | 12.7 BAR | AP9 RV EB PUMP X 700P P/WHEEL - SINGLE NOZZLE SINGLE BRG
FIRE | FOAM CONCENTRATE | Confidential | M29/103 | GE | AP115 | 1 | 433 | 1420 | TOP DRIVE / CLOCKWISE |  |  |  | NIL | ASSUMED FLOODED | 20 BAR (365 LPM) | AP11.5 RV PG EXT BRG PUMP
FIRE | FOAM CONCENTRATE | Confidential | M29/105 | GE | AP090 | 1 | 204 | 1360 | TOP DRIVE / CLOCKWISE OPTION 'C' 29817 |  |  |  | NIL | ASSUMED FLOODED | 10.5 BAR | AP9 EB PUMP X 700P P/WHEEL - SINGLE NOZZLE DOUBLE BRG
FIRE | FOAM CONCENTRATE (FC603 EF ATC) | Confidential | M29/110 | GE | AP070 | 1 | 90 | 1450 | TOP DRIVE / CLOCKWISE |  |  |  | NIL | ASSUMED FLOODED | 15 BAR G | AP7 RV T2 EXT BRG PUMP D/C TO WEG 132S ON B/PLATE
FIRE | FOAM CONCENTRATE | Confidential | M29/112 | GE | AP115 | 1 | 600 | 1950 | BOTTOM DRIVE / CLOCKWISE OPTION 3 24307 |  |  | 12 TO 15 CST | NIL |  | 16 BAR | AP11.5 RV PG EXT BRG PUMP
FIRE | FOAM CONCENTRATE | Confidential | M29/113 | GE | AP100 | 1 | 230 |  | TOP DRIVE |  |  | ASSUMED 14 CENTISTOKES | NIL | ASSUMED FLOODED | 18 BAR | AP10 PG EXT BRG PUMP
FIRE | FOAM CONCENTRATE | Confidential | M29/119 | GE | AP110 | 1 | 300 | 1420 | TOP DRIVE / ANTI-CLOCKWISE |  |  | ASSUMED 14 CST | NIL | ASSUMED FLOODED | 16 BAR . | AP11 RV PG EXT BRG PUMP
FIRE | FOAM CONCENTRATE | Confidential | M29/121 | GE | HD050 | 1 | 500 | 1500 MAX | TOP DRIVE / CLOCKWISE | 35°C | 1 16 | 10 CPS | NIL | ASSUMED FLOODED | 16 BAR | HD5 RV PG EXT BRG PUMP
FIRE | FOAM FP70 | Confidential | M29/137 | GE | AP100 | 1 | 216.67 | 1420 | FLOW,LEFT TO RIGHT VIEWED ON DRIVE SHAFT |  |  | ASSUMED 14 CST | NIL | ASSUMED FLOODED | 14 BAR G | AP10 LIPSEAL EXTENDED BEARING PUMP
FIRE | FOAM FP70 | Confidential | M29/138 | GE | HD050 | 1 | 500 | 1420 | FLOW,FEFT TO RIGHT VIEWED ON DRIVE SHAFT |  |  | ASSUMED 14 CST | NIL | ASSUMED FLOODED | 14 BAR G | HD5 LIPSEAL EXTENDED BEARING PUMP
FIRE | FOAM CONCENTRATE AFFF | Confidential | M29/155 | GE | AP070 | 2 | 90 | 1420 | TOP DRIVE/CLOCKWISE |  |  | ASSUMED 14 CENTISTOKES | NIL | ASSUMED FLOODED | 12 BAR . RV SET AT 16 BAR | AP7 RV PG EXT BRG PUMP D/C TO WEG 112M ON B/PLATE
FIRE | FOAM CONCENTRATE | Confidential | M29/177 | OEM | AP115 | 2 | 600 | 2000 | BOT DRIVE/CLOCKWISE OPTION 3 DRG 24307 |  |  |  | NIL |  | 18 BAR | AP11.5 RV EXT BRG PUMP BARESHAFT
FIRE | FOAM CONCENTRATE - AFFF | Confidential | M29/181 | GE | AP050 | 2 | 20 | 2500 | BOT DRIVE / ANTI CLOCK OPTION F 29817 |  |  | 40-60 CST | NIL | ASSUMED FLOODED | 12.5 BARG | AP5 EXT BRG PUMP X 400P PELTON WHEEL
FIRE | FOAM CONCENTRATE - THUNDERSTORM ATC | Confidential | M29/183 | GE | AP100 | 1 | 300 | 1680 | BOTTOM DRIVE/CW OPTION 3 DRG 24307 |  |  | ASSUMED 14 CENTISTOKES | NIL | ASSUMED FLOODED | 15 BAR G | AP10 RV LS EXT BRG PUMP B/SHAFT
FIRE | FOAM CONCENTRATE | Confidential | M29/193 | GE | AP130 | 1 | 1000.12 | 1678 | TOP DRIVE / CLOCKWISE |  | 1 06 | ASSUMED 14 CENTISTOKES | NIL | ASSUMED FLOODED | 95M | AP13 RV EXT BRG PUMP B/SHAFT
FIRE | FOAM CONCENTRATE | Confidential | M29/219 | GE | AP130 | 1 | 800 | 1400 | TOP DRIVE/ACW DRG 24307 OPTION 1 |  |  | ASSUMED 20 CENTISTOKES | NIL | ASSUMED FLOODED | 18 BAR | AP13 RV T2 EXT BRG PUMP BARESHAFT
FIRE | FOAM CONCENTRATE | Confidential | M29/220 | GE | AP120 | 2 | 650 | 1600 | TOP DRIVE/ACW DRG 24307 OPTION 1 |  |  | ASSUMED 20 CENTISTOKES | NIL | ASSUMED FLOODED | 17 BAR | AP12 RV T2 EXT BRG PUMP BARESHAFT
FIRE | FOAM CONCENTRATE | Confidential | M29/241 | GE | HD050 | 2 | 570 | 1450 | TOP DRIVE / CLOCKWISE BUILD 2 DRG 24307 |  |  | ASSUMED 14 CST | NIL | ASSUMED FLOODED | 14 BAR | HD5 EXTENDED BEARING PUMP BARESHAFT
FIRE | FOAM CONCENTRATE | Confidential | M29/250 | GE | HD050 | 1 | 400 | 1230 | TOP DRIVE/CLOCKWISE |  |  | ASSUMED 14 CST | NIL | ASSUMED FLOODED | 14 BAR | HD5 PG EXT BRG PUMP BARESHAFT
FIRE | FOAM CONCENTRATE | Confidential | M29/253 | GE | AP115 | 1 | 500 |  | TOP DRIVE/CLOCKWISE |  |  | ASSUMED 14 CENTISTOKES | NIL | ASSUMED FLOODED |  | AP11.5 RV PG EXT BRG 'OUTRIGGER' PUMP
FIRE | FOAM - THUNDERSTORM FC-601A | Confidential | M29/262 | GE | AP130 | 1 | 1200 | 1900 | TOP DRIVE / CLOCKWISE |  |  | 200 CST | NIL |  | 18 BAR . | AP13 RV EXT BRG PUMP WITH ANGULAR CONTACT BRG BARESHAFT
FIRE | FOAM CONCENTRATE | Confidential | M29/263 | GE | AP090 | 1 | 360 | 2400 | BOTTOM DRIVE/ACW OPTION H DRG 29817 | 45°C AMBIENT |  | ASSUMED 14 CENTISTOKES | NIL | ASSUMED FLOODED | 12 BAR | AP9 EB PUMP X 700P P/WHEEL - SINGLE NOZZLE SINGLE BRG
FIRE | FOAM CONCENTRATE AFFF 1% | Confidential | M29/264 | GE | AP080 | 2 | 142 | 1720 | TOP DRIVE / CLOCKWISE | MINUS 7 TO 38°C | 1 05 | 15 CST | NIL | ASSUMED FLOODED | 14.5 BAR | AP8 FLANGE MOUNTED VERTICAL FRAME ASSEMBLY WITH WEG MOTOR
FIRE | FOAM CONCENTRATE | Confidential | M29/276 | GE | AP110 | 1 | 460 | 1950 | TOPDRIVE/ANTI CLOCKWISE |  |  | ASSUMED 14 CST | NIL | ASSUMED FLOODED | 16 BAR | AP11 RV PG EXT BRG PUMP BARESHAFT
FIRE | FOAM CONCENTRATE | Confidential | M29/290 | GE | AP090 | 1 | 360 | 2400 | BOTTOM DRIVE/CW OPTION E DRG 29817 | 45°C AMBIENT |  | ASSUMED 14 CENTISTOKES | NIL | ASSUMED FLOODED | 12 BAR | AP9 EB PUMP X 700P P/WHEEL - SINGLE NOZZLE SINGLE BRG
FIRE | FOAM CONCENTRATE | Confidential | M29/297 | GE | AP130 | 1 | 750 | 1400 | BOTTOM DRIVE/ANTI CLOCKWISE |  |  | ASSUMED 14 CST | NIL | ASSUMED FLOODED | RELIEF VALVE SET AT 18 BAR | AP13 RV T2 EXT BRG PUMP BARESHAFT
FIRE | FOAM CONCENTRATE | Confidential | M29/339 | GE | HD080 | 5 | 1320 | 1600 | TOP DRIVE/CLOCKWISE OPTION 2 DRG 24307 |  |  | ASSUMED 14 CENTISTOKES | NIL | ASSUMED FLOODED | 14 BAR | HD8 RV EXT BRG PUMP BARESHAFT
FIRE | FOAM CONCENTRATE | Confidential | M29/340 | GE | AP090 | 2 | 234 |  | TOP DRIVE / CLOCKWISE |  |  | ASSUMED 14 CST | NIL |  | 9 BAR G | AP9 EXT BRG PUMP BARESHAFT
FIRE | FOAM CONCENTRATE | Confidential | M29/356 | GE | HD080 | 1 | 1704.75 | 1700 |  |  |  | ASSUMED 14 CENTISTOKES | NIL | ASSUMED FLOODED | 4 BAR | HD8 PG EXT BRG PUMP
FIRE | FOAM CONCENTRATE | Confidential | M29/367 | GE | HD050 | 2 | 570 | 1450 | TOP DRIVE / CLOCKWISE BUILD 2 DRG 24307 |  |  | ASSUMED 14 CST | NIL | ASSUMED FLOODED | 14 BAR | #N/A
FIRE | FOAM CONCENTRATE | Confidential | M29/368 | GE | AP130 | 2 | 1000 | 1625 | TOP DRIVE/CLOCKWISE |  |  | 2000 CST (PSEUDOPLASTIC) | NIL | ASSUMED FLOODED | 16 BAR | AP13 RV PG EXT BRG PUMP
FIRE | FOAM CONCENTRATE | Confidential | M29/380 | GE | AP090 | 1 | 200 | 1420 | BOTTOM DRIVE/ACW OPT'C' DRG 33666 |  |  | 2,000 TO 3,000 CENTISTOKES | NIL | ASSUMED FLOODED | 13 BAR | AP9 RV LIPSEAL EXT BRG PUMP
FIRE | FOAM CONCENTRATE | Confidential | M29/393 | GE | AP050 | 1 | 15.5 | 2200 | TOP DRIVE/CLOCKWISE OPTION'A'DRG 29817 |  |  | ASSUMED 14 CST | NIL | ASSUMED FLOODED | 11 BAR | AP5N2 RV EXT BRG PUMP X 400P PELTON WHEEL
FIRE | FOAM CONCENTRATE | Confidential | M29/395 | GE | AP090 | 1 | 200 | 1350 | TOP DRIVE / CLOCKWISE |  |  | ASSUMED 14 CENTISTOKES | NIL | ASSUMED FLOODED | 10 BAR | #N/A
FIRE | FOAM CONCENTRATE | Confidential | M29/412 | GE | HD070 | 2 | 720 | 1200 | TOP DRIVE / ANTI-CLOCK OPTION 1 24307 |  |  | ASSUMED 14 CST | NIL | ASSUMED FLOODED | 16-18 BAR | HD7 RV EXT BRG 2 X LIPSEAL PUMP
FIRE | FOAM CONCENTRATE - AR/AFFF | Confidential | M29/416 | GE | AP050 | 1 | 40 | 1420 | TOP DRIVE / CLOCKWISE |  |  | 14 CENTISTOKES | NIL | FLOODED | 6 BAR | AP5 RV 2XLIPSEAL EXT BRG PUMP D/C TO WEG 90S ON B/PLATE
FIRE | FOAM CONCENTRATE | Confidential | M29/422 | OEM | AP130 | 1 | 750 | 1750 | TOP DRIVE/ANTI CLOCK OPTION 1 DRG 24307 |  |  | 100 CST | NIL |  | 18 BAR . | AP13 RV EXT BRG PUMP B/SHAFT
FIRE | FOAM CONCENTRATE | Confidential | M29/427 | GE | AP115 | 1 | 350 | 1420 | TOP DRIVE / CLOCKWISE |  |  | ASSUMED 14 CENTISTOKES | NIL | ASSUMED FLOODED | 16 BAR | AP11.5 RV PG EXT BRG PUMP BARESHAFT
FIRE | FOAM CONCENTRATE | Confidential | M29/430 | GE | HD040 | 1 | 450 | 1800 | TOP DRIVE / CLOCKWISE |  |  | ASSUMED 14 CST | NIL | ASSUMED FLOODED | ASSUMED 3.5 BAR (50 PSI) . | HD3 RV PG EXT BRG PUMP BARESHAFT
FIRE | FOAM CONCENTRATE | Confidential | M29/448 | GE | AP110 | 1 | 375 | 1682 | BOTTOM DRIVE/CLOCKWISE OPTION 'L' 32910 |  |  | ASSUMED 14 CENTISTOKES | NIL | ASSUMED FLOODED | 12 BAR | AP11 EB PUMP X 700P P/WHEEL - TWIN NOZZLE SINGLE BRG